## 分项汇总表
拉迪亚码头投标报价表-二航院
序号 | 名称 | 二航院方案（PHC桩）
金额（美元）
B | 准备工作 | 88722
C | 疏浚工程
D | 地基处理 | 16476810
E | 码头 | 50033437
| 护岸 | 23514886
F | 路面工程 | 29471443
G | 电气 | 14606322
H | 房建 | 1119479
I | Gate Complex | 1977668
| 直接费小计 | 137288767
| 关税 | 11685729.95
| 项目总计 | 148974496.95

## 清单
THE BILL OF QUANTITIES（拉迪亚码头-港湾-二航院）
| Item No. | Description2 | 清单说明 | Unit2 | Quantity
[6 empty] | 综合单价（美元） | 合计（美元）
| CLASS A | PRELIMANARIES | PRELIMANARIES
| A.1 | Fixed (non-time related) Items | 固定（非计时）项目
| A.1.1 | Site Establishment | 场地建设 | LS | 1
| A.1.2 | Site Disestablishment | 场地拆除 | LS | 1
| A.1.3 | Temporary Access Routes | 临时道路 | LS | 1
| A.1.4 | Safety & Emergency Response | 安全与应急响应 | LS | 1
| A.1.5 | Risk Assessment /Method Statements / HSSE Plan | 风险评估/方法说明/健康安全环境计划 | LS | 1
| A.1.6 | Quality Management/Assurance Plan | 质量管理／保证计划 | LS | 1
| A.1.7 | Contractor’s Environmental and Social Management Plan | 承包商环境与社会管理计划 | LS | 1
| A.1.8 | Engineers' Site Facilities | 工程师现场设施设备 | LS | 1
| A.1.9 | Project Security (establishment) | 项目保安（设立） | LS | 1
| A.1.10 | Mobilisation of Contractor's Plant and Equipment | 承包商设备与机械进场
|  | Contractor to itemise major plant | 承包商列明主要设备 | LS | 1
| A.1.10.1 | Piling rigs | 桩机 | LS | 1
| A.1.10.2 | Cranes | 起重机 | LS | 1
| A.1.10.3 | Paving machines | 铺路机械 | LS | 1
| A.1.10.X | Other equipment - Contractor to specify | 其他设备——由承包商指定 | LS | 1
| A.1.11 | De-mobilisation of Contractor's Plant & Equipment | 承包商设备与机械退场 | LS | 1
| A.1.12 | Insurances | 保险 | LS | 1
| A.1.13 | Performance Security | 履约保证金 | LS | 1
| A.1.14 | Advance Payment Guarantee | 预付款保函 | LS | 1
| A.1.15 | Parent Company Guarantees | 母公司担保 | LS | 1
| A.1.16 | Site Signage | 现场标识 | LS | 1
| A.1.17 | Design | 设计
| A.1.17.1 | Earthworks Reclamation and Ground Improvement | 土方回填与地基改良 | LS | 1
| A.1.17.2 | Quay and other Suspended deck structures | 码头及其他悬挂式甲板结构 | LS | 1
| A.1.17.3 | Drainage | 排水工程 | LS | 1
| A.1.17.4 | Services and Utilities | 管线及公用设施工程 | LS | 1
| A.1.17.5 | Pavements | 路面工程 | LS | 1
| A.1.17.6 | Electrical works | 电气工程 | LS | 1
| A.1.17.7 | IT and Communications | 信息技术与通信工程 | LS | 1
| A.1.17.8 | Gate Complex | 闸口综合体 | LS | 1
| A.1.17.9 | Reefer Racks | 冷藏货架 | LS | 1
| A.1.17.10 | All other elements | 所有其他要素 | LS | 1
| A.1.18 | BIM 3D Modelling | BIM 三维建模 | LS | 1
| A.1.19 | Approvals and Permits | 审批与许可证 | LS | 1
| A.1.20 | Environmental Compliance Requirements | 环境合规要求
| A.1.20.1 | Inputs to Environmental Impact Assessment report (EIA) | 环境影响评估报告（EIA）输入 | LS | 1
| A.1.20.2 | Pre-construction plans (specific environmental related plans) | 施工前计划（具体环境相关计划） | LS | 1
| A.1.20.3 | Construction phase CEMP | 施工阶段环境管理计划（CEMP） | LS | 1
| A.1.20.4 | Protection of drainage systems and watercourses | 排水系统及水体保护 | LS | 1
|  | SUBTOTAL - Fixed (non-time related) Items | 小计 - 固定（非时间相关）要素
| A.2 | Time Related Items | 时间相关要素
| A.2.1 | Contractor's Supervision | 承包商监督 | Week
| A.2.2 | Project Security | 项目安全保障 | Week
| A.2.3 | Port Passes | 港口出入证 | Week
| A.2.4 | Maintenance of Contractor's Facilities | 承包商设施维护 | Week
| A.2.5 | Maintenance of Access Routes | 通行路线维护 | Week
| A.2.6 | Maintenance of the Engineer's Facilities | 工程师设施维护 | Week
| A.2.7 | Site Welfare | 现场福利设施 | Week
| A.2.8 | Safety Equipment & Training | 安全设备与培训 | Week
| A.2.9 | Operation of Laboratory | 实验室运行 | Week
| A.2.10 | Environmental Monitoring and Reporting | 环境监测与报告 | Week
|  | SUBTOTAL - Time Related Items | 小计 - 时间相关项目
| A.3 | As Built Documentation (as per PER 01B) | 竣工文件（依据PER 01B） | LS | 1
|  | Total | 总计 |  |  |  | 0
| Class B | PREPORATORY WORKS (GROUND CLEARANCE, DEMOLITION, SURVEYS, ETC.) | 前期准备工作（场地清理、拆除、勘测等）
|  | The Bill of Quantities is based on the Works shown on the Drawings, however it is the Tenderer's responsibility to verify, validate and adapt the items and quantities in accordance with the Employer's Requirements and its design. Any changes from the Tender BoQ shall be clearly highlighted for clarity. | 工程量清单基于图纸所示工程内容，投标人有责任根据业主要求及其设计，核实、验证并调整项目及数量。投标工程量清单的任何变更应明显标注以确保清晰。
|  | All quantities stated are to be verified by and at the risk of the Contractor. The Employer will accept no liability or claim for extensions to the Time for Completion and/or additional payment as a result of any increases or decreases to the quantities stated, unless instructed through the Contract. | 所有数量均由承包商核实并自行承担风险。除非合同明确指示，业主不承担因数量变化引致工期延长及/或额外付款的任何责任或索赔。 | Quantities left blank are to be inserted by the Tenderer to suit its design.
| B.1 | Ground Clearance | 场地清理
1 | B.1.1 | Ground clearance in the container yard area (Block C) | 集装箱堆场区域地面净空（C区块） | m2 | 131000 | 0.30027 | 39335
2 | B.1.2 | Ground clearance in the tidal zones (river side of Block C) | 潮汐区地面净空（C区块河岸侧） | m2 | 31650 | 0.30027 | 9504
3 | B.1.3 | Ground clearance in the drainage channel (between Block B & C) | 排水渠地面净空（B区块与C区块之间） | m2 | 8890 | 0.30027 | 2669
|  | SUBTOTAL - Ground Clearance | 小计 - 地面净空 |  |  | 0 | 0
[6 empty] | 0 | 0
| B.2 | Demolition | 拆除 |  |  | 0 | 0
4 | B.2.1 | Demolition of existing boundary walls | 拆除现有边界墙 | m | 4140 | 3.6032 | 14917
5 | B.2.2 | Demolition of existing ferry jetty and associated structures in the drainage channel | 拆除排水渠内现有渡轮码头及相关结构 | LS | 1 | 9608.64 | 9609
6 | B.2.3 | Demolition of existing concrete fence (Block B side of drainage channel) | 拆除现有混凝土围栏（排水渠B区块侧） | m | 290 | 3.6032 | 1045
7 | B.2.4 | Demolition of existing services trench (Block B side of drainage channel) | 拆除现有管线沟槽（排水渠B区块侧） | m | 1 | 4.8043 | 5
8 | B.2.5 | Demolition of existing building in Block C | C区现有建筑物拆除 | No. | 1 | 3603.24 | 3603
9 | B.2.6 | Demolition of existing light towers in Block B | B区现有照明塔拆除 | No. | 6 | 600.54 | 3603
10 | B.2.7 | Demolition of existing seawall and revetment (if applicable to the Contractor's design) | 现有海堤及护岸拆除（如承包商设计所涵盖） | m | 615 | 7.2065 | 4432
| B.2.8 | Demolition of existing pavement (minimum extents required for the Contractor's design) | 现有路面拆除（承包商设计所需的最小范围） | m2 |  | 7.2065 | 0
|  | SUBTOTAL - Demolition | 小计 - 拆除 |  |  | 0 | 0
[6 empty] | 0 | 0
| B.3 | Surveys & Investigations | 测量与调查 |  |  | 0 | 0
|  | Contractor to itemise relevant surveys and investigations to suit its proposed methodology | 承包商应根据其拟采用的方法详细列出相关测量与调查项目 |  |  | 0 | 0
| B.2.1 | Bathymetric survey | 水深测量 | m2 |  | 0 | 0
| B.2.2 | Topgraphic survey | 地形测量 | m2 |  | 0 | 0
| B.2.3 | Contractor to itemise if relevant | 承包商如相关，应予详列 |  |  | 0 | 0
|  | SUBTOTAL - Surveys & Investigations | 小计 - 测量与调查 |  |  | 0 | 0
[6 empty] | 0 | 0
|  | The Tenderer shall separately list and price below any other items that it considers applicable. | 投标人应另行列出并报价其认为适用的其他项目。 |  |  | 0 | 0
[6 empty] | 0 | 0
|  | Total | 总计 |  |  | 0 | 88722
[6 empty] | 0 | 0
| Class C | DREDGING (PER 003) | 疏浚（依据003条款） |  |  | 0 | 0
|  | The Bill of Quantities is based on the Works shown on the Drawings, however it is the Tenderer's responsibility to verify, validate and adapt the items and quantities in accordance with the Employer's Requirements and its design. Any changes from the Tender BoQ shall be clearly highlighted for clarity. | 工程量清单基于图纸所示工程内容，投标人有责任根据业主要求及其设计，核实、验证并调整项目及数量。投标工程量清单的任何变更应明显标注以确保清晰。 |  |  | 0 | 0
|  | All quantities stated are to be verified by and at the risk of the Contractor. The Employer will accept no liability or claim for extensions to the Time for Completion and/or additional payment as a result of any increases or decreases to the quantities stated, unless instructed through the Contract. | 所有数量均由承包商核实并自行承担风险。除非合同明确指示，业主不承担因数量变化引致工期延长及/或额外付款的任何责任或索赔。 | Quantities left blank are to be inserted by the Tenderer to suit its design. |  | 0 | 0
[6 empty] | 0 | 0
| C.1 | General | 一般条款 |  |  | 0 | 0
| C.1.1 | Mobilisation of marine dredging equipment | 海洋疏浚设备的动员部署 | LS | 0 | 0 | 0
| C.1.2 | Demobilisation of marine dredging equipment | 海洋疏浚设备的撤离 | LS | 0 | 0 | 0
[6 empty] | 0 | 0
| C.2 | Dredging of loose to medium dense material and disposal at approved location (including desposal at an approved location) | 疏浚松散至中密实材料并运至批准地点处置（含在经批准地点的处置） |  |  | 0 | 0
| C.2.1 | Berthing pocket | 泊位凹槽 | m3 | 0 | 0 | 0
[6 empty] | 0 | 0
| C.3 | Charting | 制图 |  |  | 0 | 0
11 | C.3.1 | Navigational charting of the berth pocket | 泊位凹槽的航标制图 | LS | 1 | 0 | 0
[6 empty] | 0 | 0
|  | The Tenderer shall separately list and price below any other items that it considers applicable. | 投标人应另行列出并报价其认为适用的其他项目。 |  |  | 0 | 0
12 | ADD | Submarine Cables, Pipelines and Services and all Obstruction work Investigate | 海底电缆、管道及服务设施及所有障碍物工作调查 | LS | 1 | 0 | 0
13 | ADD | Surveys and Soundings Equipment | 测量及测深设备 | LS | 1 | 0 | 0
[6 empty] | 0 | 0
|  | Total | 总计 |  |  | 0 | 0
[6 empty] | 0 | 0
| Class D | RECLAMATION, GROUND IMPROVEMENT AND EARTHWORKS (PER 004) | 填海、地基改良及土方工程（依据004） |  |  | 0 | 0
|  | The Bill of Quantities is based on the Works shown on the Drawings, however it is the Tenderer's responsibility to verify, validate and adapt the items and quantities in accordance with the Employer's Requirements and its design. Any changes from the Tender BoQ shall be clearly highlighted for clarity. | 工程量清单基于图纸所示工程内容，投标人有责任根据业主要求及其设计，核实、验证并调整项目及数量。投标工程量清单的任何变更应明显标注以确保清晰。 |  |  | 0 | 0
|  | All quantities stated are to be verified by and at the risk of the Contractor. The Employer will accept no liability or claim for extensions to the Time for Completion and/or additional payment as a result of any increases or decreases to the quantities stated, unless instructed through the Contract. | 所有数量均由承包商核实并自行承担风险。除非合同明确指示，业主不承担因数量变化引致工期延长及/或额外付款的任何责任或索赔。 | Quantities left blank are to be inserted by the Tenderer to suit its design. |  | 0 | 0
[6 empty] | 0 | 0
| D.1 | Reclamation Works (subject to the Contractor's design) (PER 004A) | 填海工程 承包商设计 （依据004A） |  |  | 0 | 0
| D.1.1 | Reclamation using dredged materail | 采用疏浚材料进行填海 | m3 | 0 | 0 | 0
14 | D.1.2 | Reclamation using imported material - supply and placement below water level | 采用进口材料进行填海——水下标高供应及铺设 | m3 | 55040 | 4.7512 | 261507
15 | D.1.3 | Reclamation using imported material - supply and placement above water level | 采用进口材料进行填海——水上标高供应及铺设 | m3 | 82560 | 4.7512 | 392260
| D.1.4 | Vertical containment wall along the southern edge of the reclamation | 填海南缘竖向夹套围护结构 | m | 0 | 0 | 0
| D.1.5 | Stabilisation of existing slopes | 现有边坡稳定 | m2 | 0 | 0 | 0
|  | SUBTOTAL - Reclamation works | 小计——填海工程 |  |  | 0 | 0
[6 empty] | 0 | 0
| D.2 | Ground Improvement (Employer's Design - APM-056-04A-03) (PER 004A) | 地基改良（雇主设计 - APM-056-04A-03）（依据004A） |  |  | 0 | 0
16 | D.2.1 | Prefabricated vertical drains (PVD) | 预制垂直排水管（PVD） | m | 146150 | 1.1359 | 166017
17 | D.2.2 | Drainage blanket | 排水毯 | m2 | 131000 | 26.7089 | 3498866
18 | D.2.3 | Geotextile | 土工布 | m2 | 131000 | 2.0231 | 265023
19 | D.2.4 | Controlled fill (including placement and compaction in layers). | 受控填料（包括分层布置及压实） | m3 | 146800 | 5.12 | 751621
20 | D.2.5 | Controlled fill(Drainage Channel).The thickness of each fill layer shall not exceed 50 cm.Backfill shall be well-graded medium-coarse sand or gravelly soil. | 受控填料（排水渠）。每层填料厚度不得超过50厘米。回填材料应为级配良好的中粗砂或砾石土。 | m3 | 28200 | 5.12 | 144385
21 | D.2.6 | Surcharge placement (including supply and delivery to Site) | 加价布置（包括加价材料的供应及运至工地） | m3 | 284400 | 1.7692 | 503148
22 | D.2.7 | Relocation of surcharge material on Site | 工地内加价材料的重新布置 | m3 | 284400 | 1.7692 | 503148
| D.2.8 | Removal of surcharge material from Site and disposal at an approved location.Surcharge material may be used for the Reclamation Works. | 加价材料从工地的清除及运输至批准处置地点。加价材料可用于填海工程。 | m3 | 0 | 0 | 0
23 | D.2.9 | Instrumentation and Monitoring | 仪器设备与监测 | LS | 1 | 0 | 0
|  | SUBTOTAL - Ground Improvement (Employer's Design) | 小计 - 地基改良（雇主设计） |  |  | 0 | 0
[6 empty] | 0 | 0
| D.3 | Ground Improvement (Contractor's Design) - (PER 004A) | 地基改良（承包商设计）-（PER 004A） |  |  | 0 | 0
24 | D.3.1 | Prefabricated vertical drains (PVD) | 预制垂直排水管（PVD） | m | 146150 | 1.1359 | 166017
25 | D.3.2 | Drainage blanket | 排水毯 | m2 | 131000 | 26.7089 | 3498866
26 | D.3.3 | Geotextile | 土工布 | m2 | 131000 | 2.0231 | 265023
27 | D.3.4.1 | Controlled fill (including placement and compaction in layers). | 受控填料（包括分层布置及压实） | m3 | 146800 | 4.7842 | 702327
28 | D.3.4.2 | Controlled fill (including placement and compaction in layers).Surcharge material may be utilized. | 受控填料（包括分层布置及压实）可使用加价材料。 | m3 | 137600 | 4.7842 | 658312
29 | D.3.4.3 | Controlled fill(Drainage Channel).The thickness of each fill layer shall not exceed 50 cm.Backfill shall be well-graded medium-coarse sand or gravelly soil. | 受控填料（排水渠）。每层填料厚度不得超过50厘米。回填材料应为良好级配中粗砂或砾石土。 | m3 | 28200 | 54.14 | 1526748
30 | D.3.5 | Surcharge placement (including supply and delivery to Site). | 加价布置（包括供应及运抵现场）。 | m3 | 284400 | 1.7692 | 503148
31 | D.3.6 | Relocation of surcharge material on Site | 工地内加价材料的重新布置 | m3 | 284400 | 1.7692 | 503148
| D.3.7 | Removal of surcharge material from Site and disposal at an approved location | 加价材料从现场清除及在批准地点处置 | m3 | 0 | 0 | 0
| D.3.8 | Sand Compaction Piles - Contractor to specify size, spacing and approximate toe level) | 砂土夯实桩 - 承包商应指定尺寸、间距及大致桩尖标高 | m | 0 | 0 | 0
32 | D.3.9 | Instrumentation and Monitoring | 仪器设备与监测 | LS | 1 | 47622.822 | 47623
33 | D.3.10 | DCM（shall use cement-soil mixing piles with a length of 8–10 m, diameter of 0.5 m, and spacing of 1.4 m.） | DCM（应采用长度为8至10米，直径为0.5米，间距为1.4米的水泥土搅拌桩。） | m | 131760 | 9.2718 | 1221650
34 | D.3.11 | Medium-coarse sand cushion | 中粗砂垫层 | m3 | 8000 | 5.2597 | 42077
|  | SUBTOTAL - Ground Improvement (Contractor's design) | 小计 - 地基改良（承包商设计） |  |  | 0 | 0
[6 empty] | 0 | 0
| D.4 | Bulk Earthworks (PER 004B) | 大体积土方工程（PER 004B） |  |  | 0 | 0
| D.4.1 | Excavation and stockpiling on Site of material suitable for re-use | 挖掘并在现场堆存适宜再利用的材料 | m3 | 0 | 0 | 0
| D.4.2 | Excavation of suitable material and disposal of Site | 挖掘适宜材料并在现场处置 | m3 | 0 | 0 | 0
| D.4.3 | Placement and fill of re-used material from Site | 场地内再利用材料的铺设与填筑 | m3 | 0 | 0 | 0
35 | D.4.4 | Placement and fill of imported material | 进口材料的铺设与填筑 | m3 | 175000 | 4.8908 | 855896
|  | SUBTOTAL - Bulk Earthworks | 小计 - 大宗土方工程 |  |  | 0 | 0
[6 empty] | 0 | 0
| D.5 | Revetment (PER 004C) | 护坡（PER 004C） |  |  | 0 | 0
| D.5.1 | Revetment / slope protection | 护坡/边坡保护 | m2 | 0 | 0 | 0
|  | SUBTOTAL - Revetment | 小计 - 护坡工程 |  |  | 0 | 0
[6 empty] | 0 | 0
|  | The Tenderer shall separately list and price below any other items that it considers applicable. | 投标人应另行列出并报价其认为适用的其他项目。 |  |  | 0 | 0
36 | ADD | Pre- and post-treatment testing | 施工前后处理检测 | LS | 1 | 0 | 0
37 | ADD | Environmental Monitoring | 环境监测 | LS | 1 | 0 | 0
38 | ADD | Instrumentation and Monitoring for Earthwork and Filling work | 土方及填筑工程的仪器监测 | LS | 1 | 0 | 0
39 | ADD | Testing and Inspection for Filling Work | 填筑工程的检测与验收 | LS | 1 | 0 | 0
40 | ADD | Testing and Inspection for Revetment Work | 护坡工程的检测与验收 | LS | 1 | 0 | 0
[6 empty] | 0 | 0
[6 empty] | 0 | 0
|  | Total | 总计 |  |  | 0 | 16476810
[6 empty] | 0 | 0
| Class E | QUAY (PER 005) | 码头（PER 005） |  |  | 0 | 0
|  | The Bill of Quantities is based on the Works shown on the Drawings, however it is the Tenderer's responsibility to verify, validate and adapt the items and quantities in accordance with the Employer's Requirements and its design. Any changes from the Tender BoQ shall be clearly highlighted for clarity. | 工程量清单基于图纸所示工程内容，投标人有责任根据业主要求及其设计，核实、验证并调整项目及数量。投标工程量清单的任何变更应明显标注以确保清晰。 |  |  | 0 | 0
|  | All quantities stated are to be verified by and at the risk of the Contractor. The Employer will accept no liability or claim for extensions to the Time for Completion and/or additional payment as a result of any increases or decreases to the quantities stated, unless instructed through the Contract. | 所有数量均由承包商核实并自行承担风险。除非合同明确指示，业主不承担因数量变化引致工期延长及/或额外付款的任何责任或索赔。 | Quantities left blank are to be inserted by the Tenderer to suit its design. |  | 0 | 0
[6 empty] | 0 | 0
| E.1 | Quay Structure (PER 005A) | 码头结构（PER 005A） |  |  | 0 | 0
41 | E.1.1 | Piles（Length per unit: 30 m） | 桩（每根长度：30 m） | No. | 1024 | 18209.6051 | 18646636
| E.1.2 | Pile Testing | 桩基试验 |  |  | 0 | 0
42 | E.1.2.1 | Static Pile Tests | 静力桩试验 | No. | 4 | 114595.9008 | 458384
43 | E.1.2.2 | High Strain Dynamic Pile Tests | 高应变动力桩试验 | No. | 21 | 435.8055 | 9152
44 | E.1.2.3 | Pile Integrity Tests / Low Strain Dynamic Pile Tests | 桩完整性试验／低应变动力桩试验 | No. | 103 | 34.8644 | 3591
45 | E.1.2.4 | Steel pile tip | 钢桩尖 | t | 3687 | 1868.5247 | 6889250
| E.1.2.5 | Pile core Concrete | 桩芯混凝土 |  |  | 0 | 0
46 | E.1.2.5.1 | - Concrete（C40） | — 混凝土（C40） | m³ | 1629 | 249.7497 | 406842
47 | E.1.2.5.2 | - Rebar | - 钢筋 | t | 326 | 1198.0255 | 390556
| E.1.2 | Landside Crane beam | 岸侧起重机梁 |  |  | 0 | 0
48 |  | - Concrete（C40） | — 混凝土（C40） | m3 | 551 | 361.0847 | 198958
49 |  | - Formwork | - 模板 | m2 | Customized as required | 0 | 0
50 |  | - Rebar | - 钢筋 | kg | 99000 | 1.2267 | 121441
51 |  | - Temporary Support | - 临时支撑 | m2 | Customized as required | 0 | 0
| E.1.3 | Waterside Crane beam | 水侧起重机梁 |  |  | 0 | 0
52 |  | - Concrete（C40） | — 混凝土（C40） | m3 | 551 | 361.0847 | 198958
53 |  | - Formwork | - 模板 | m2 | Customized as required | 0 | 0
54 |  | - Rebar | - 钢筋 | kg | 99000 | 1.2341 | 122172
55 |  | - Temporary Support | - 临时支撑 | m2 | Customized as required | 0 | 0
| E.1.4 | Other longitudinal beams (subject to the Contractor's design) | 其他纵向梁（承包商设计） |  |  | 0 | 0
56 |  | - Concrete（C40） | — 混凝土（C40） | m3 | 3943 | 361.0847 | 1423757
57 |  | - Formwork | - 模板 | m2 | Customized as required | 0 | 0
58 |  | - Rebar | - 钢筋 | kg | 579000 | 1.2341 | 714523
59 |  | - Temporary Support | - 临时支撑 | m2 | Customized as required | 0 | 0
| E.1.5 | Heastocks / Transverse beams | 起重机支座 / 横梁 |  |  | 0 | 0
| E.1.5.1 | Heastocks | 起重机支座 |  |  | 0 | 0
60 |  | - Concrete（C40） | — 混凝土（C40） | m3 | 5520 | 361.0847 | 1993188
61 |  | - Formwork | - 模板 | m2 | Customized as required | 0 | 0
62 |  | - Rebar | - 钢筋 | kg | 564000 | 1.2341 | 696012
63 |  | - Temporary Support | - 临时支撑 | m2 | Customized as required | 0 | 0
| E.1.5.2 | Transverse beams | 横梁 |  |  | 0 | 0
64 |  | - Concrete（C40） | — 混凝土（C40） | m3 | 5040 | 361.0847 | 1819867
65 |  | - Formwork | - 模板 | m2 | Customized as required | 0 | 0
66 |  | - Rebar | - 钢筋 | kg | 806000 | 1.2341 | 994655
67 |  | - Temporary Support | - 临时支撑 | m2 | Customized as required | 0 | 0
| E.1.6 | Deck structure | 甲板结构 |  |  | 0 | 0
68 |  | - Concrete（C40） | — 混凝土（C40） | m3 | 5580 | 361.0847 | 2014853
69 |  | - Formwork | - 模板 | m2 | Customized as required | 0 | 0
70 |  | - Rebar | - 钢筋 | kg | 987000 | 1.2341 | 1218020
71 |  | - Temporary Support | - 临时支撑 | m2 | Customized as required | 0 | 0
| E.1.7 | Abutment | 桥台 |  |  | 0 | 0
72 |  | - Concrete（C40） | — 混凝土（C40） | m3 | 2084 | 361.0847 | 752500
73 |  | - Formwork | - 模板 | m2 | Customized as required | 0 | 0
74 |  | - Rebar | - 钢筋 | kg | 250000 | 1.2341 | 308516
75 |  | - Temporary Support | - 临时支撑 | m2 | Customized as required | 0 | 0
| E.1.8 | Relieving Slab | 卸载板 |  |  | 0 | 0
76 |  | - Concrete（C40） | — 混凝土（C40） | m3 | 10118 | 361.0847 | 3653455
77 |  | - Formwork | - 模板 | m2 | Customized as required | 0 | 0
78 |  | - Rebar | - 钢筋 | kg | 1518 | 1.2341 | 1873
79 |  | - Temporary Support | - 临时支撑 | m2 | Customized as required | 0 | 0
| E.1.9 | berthing structure | 泊位结构 |  |  | 0 | 0
80 |  | - Concrete（C40） | — 混凝土（C40） | m3 | 584 | 361.0847 | 210873
81 |  | - Formwork | - 模板 | m2 | Customized as required | 0 | 0
82 |  | - Rebar | - 钢筋 | kg | 115000 | 1.2341 | 141917
83 |  | - Temporary Support | - 临时支撑 | m2 | Customized as required | 0 | 0
84 | E.2.0 | Anti-corrosive coating | 防腐涂层 | m2 | 69855 | 13.3794 | 934616
|  | SUBTOTAL - Quay Structures | 小计 - 码头结构 |  |  | 0 | 0
[6 empty] | 0 | 0
| E.2 | Quay Furniture (PER 005C) | 码头附属设施（按005C计） |  |  | 0 | 0
| E.2.1 | Crane rail including fastening system | 起重机轨道及紧固系统 |  |  | 0 | 0
| E.2.1.1 | Supply and Installation | 供应及安装 |  |  | 0 | 0
85 |  | - Adjustable Double Bolt Crane Rail Clip | - 可调双螺栓起重机轨道夹具 | Set | Customized as required | 0 | 0
86 |  | - Hot DipGalvanize Sole Plate (25mm. min Thk) | - 热浸镀锌底板（最小厚度25毫米） | kg | Customized as required | 0 | 0
87 |  | - Rail bedded on steel reinforce resilent Bearing Pad | - 铁轨铺设于钢制加固弹性支承垫上 | m. | 1206 | 397.677 | 479598
88 |  | - Non Shrink Epoxy Grount | - 无收缩环氧灌浆料 | m3 | Customized as required | 0 | 0
89 |  | - Anchor Bolt | - 锚栓 | Set | Customized as required | 0 | 0
90 |  | - 70 mm2 Copper Wire with copper lugs on either end | - 带双端铜接头的70平方毫米铜线 | Set | Customized as required | 0 | 0
91 |  | - 50 mm2 PVC Conduit | - 50平方毫米PVC管套 | m. | Customized as required | 0 | 0
92 |  | - Cast in sleeve for Bilt installation | - 预埋套筒用于器具安装 | Set | Customized as required | 0 | 0
93 |  | - Copper Screw | - 铜制螺钉 | Set | Customized as required | 0 | 0
94 |  | - Minimum 25Mpa Cocrete in fill | - 填充混凝土最低强度25兆帕 | m3 | Customized as required | 0 | 0
95 |  | - Bolt Sleeve Plugged/Capped | - 螺栓套筒堵塞/封盖 | Set | Customized as required | 0 | 0
96 |  | - Recess line Plastic sheet and Grease | - 凹槽塑料薄膜及润滑脂 | m2 | Customized as required | 0 | 0
97 |  | - Drainage Pipe Minimum Dia.= 50 mm. | - 排水管最小直径50毫米 | m. | Customized as required | 0 | 0
98 | E.2.1.2 | Spare (supply only) | 备品（仅供应） | m | 12 | 364.5558 | 4375
|  | SUBTOTAL - Quay Furniture | 小计 - 码头设备 |  |  | 0 | 0
[6 empty] | 0 | 0
| E.3 | STS Crane Furniture (PER 005D) | STS 起重机装置（PER 005D） |  |  | 0 | 0
99 | E.3.1 | Cable trench （400×100）mm | 电缆沟 （400×100）毫米 | m | 610 | 1170.9689 | 714291
100 | E.3.2 | Shore power pit （1.5×1.2×1.5）m | 岸电井 （1.5×1.2×1.5）米 | No. | 11 | 554.3394 | 6098
101 | E.3.3 | STS Crane Connection pit （2.0×1.5×1.9）m | STS 起重机连接井 （2.0×1.5×1.9）米 | No. | 4 | 554.3394 | 2217
|  | - Access Cover | - 人孔盖 | Set |  | 0 | 0
|  | - Cable Restraints Positioned | - 电缆固定装置定位 | Set |  | 0 | 0
|  | - Cable Drum | - 电缆盘 | Set |  | 0 | 0
|  | - Base Plate | - 底板 | Set |  | 0 | 0
|  | - SS Bolt | - 不锈钢螺栓 | Set |  | 0 | 0
|  | - Step Iron | - 踏板钢 | Set |  | 0 | 0
|  | - 10 mm. Stainless Steel Stud | - 10 毫米不锈钢螺柱 | Set |  | 0 | 0
|  | - 5 mm. Arc Wall Plate | - 5 毫米弧形壁板 | kg. |  | 0 | 0
|  | -Concrete | -混凝土 | m³ |  | 0 | 0
|  | - Formwork | -模板 | m² |  | 0 | 0
|  | -Rebar | -钢筋 | kg |  | 0 | 0
| E.3.4 | Ladders / Chains | 梯子 / 链条 | No. | 0 | 0 | 0
102 | E.3.5 | Crane buffers Size of embedded part: 1000×500×30mm. Embed 9-M40 bolts with an exposed length of 120 mm.The single weight of the embedded part and its upper structure and bolt are 500kg.Material: Q235B steel | 起重机缓冲器 埋件尺寸：1000×500×30毫米。埋设9个M40螺栓，露出长度120毫米。埋件及其上部结构及螺栓单重500千克。材料：Q235B钢 | No. | 4 | 0 | 0
|  | - Steel Structure | - 钢结构 | kg |  | 0 | 0
|  | - Steel Plate | - 钢板 | kg |  | 0 | 0
|  | - Base Plate | - 底板 | Set |  | 0 | 0
|  | - Holding Down Bolt | - 锚栓 | Set |  | 0 | 0
|  | - Grout | - 灌浆材料 | m3 |  | 0 | 0
103 | E.3.6 | Storm tie downs Size of embedded part: 600×400×30mm. Embed 6-M40 bolts with an exposed length of 120 mm.The single weight of the embedded part and its upper structure and bolt are 120kg.Material: Q235B steel | 防风拉紧装置 埋件尺寸：600×400×30毫米。埋设6个M40螺栓，露出长度120毫米。埋件及其上部结构及螺栓单重120千克。材料：Q235B钢 | No. | 28 | 25484.5154 | 713566
|  | - Proprietary Ductile Iron Pit Lid | - 专用球墨铸铁检查井盖 | Set |  | 0 | 0
|  | - 50 mm2 Drainage Pipe | - 50 mm² 排水管 | m. |  | 0 | 0
|  | - Holding Down Bolt | - 锚栓 | Set |  | 0 | 0
|  | - Pin | - 销钉 | Set |  | 0 | 0
|  | - Link Plate | - 联接板 | Set |  | 0 | 0
|  | - Locking Screw | - 锁紧螺钉 | Set |  | 0 | 0
104 | E.3.7 | Storm anchors Size of embedded part: 550×200×20mm. Embed 6-M40 bolts with an exposed length of 120 mm.The single weight of the embedded part and its upper structure and bolt are 80kg.Material: Q235B steel | 暴风锚 埋入部分尺寸：550×200×20 毫米。埋入6根M40螺栓，露出长度120毫米。埋件及其上部结构与螺栓总重80公斤。材料：Q235B钢 | No. | 14 | 6371.1289 | 89196
|  | - 50 mm2 Drainage Pipe | - 50 mm² 排水管 | m. |  | 0 | 0
|  | - 210x410x10 Plate | - 210×410×10 板材 | Set |  | 0 | 0
|  | SUBTOTAL - STS Crane Furniture | 小计 - STS 起重机配件 |  |  | 0 | 0
[6 empty] | 0 | 0
| E.4 | Fenders (including all chains, padeyes, anchor bolts, etc.) (PER 005E) | 缓冲器（含所有链条、吊耳、锚栓等）（依据005E） |  |  | 0 | 0
105 | E.4.1 | Supply and Installation（SCN1050：Super Cone Fender 1050） | 供应及安装（SCN1050：超级锥形缓冲器1050） | No. | 80 | 43512.881 | 3481030
106 |  | - Shear Chain Padeye and Bolts | - 剪切链 吊耳及螺栓 | Set | Customized as required | 0 | 0
107 |  | - Tension Chain Padeye and Bolts | - 张力链 吊耳及螺栓 | Set | Customized as required | 0 | 0
108 |  | - Fender Bolt | - 缓冲器螺栓 | Set | Customized as required | 0 | 0
109 |  | - Steel Frontal Panel | - 钢制前面板 |  | 80 | 0 | 0
110 |  | - Tensioner | - 张紧器 |  | Customized as required | 0 | 0
111 |  | - Tension and Weight Chain Bolt | - 张紧及重链螺栓 |  | Customized as required | 0 | 0
112 |  | - Weight Chain | - 重链 |  | Customized as required | 0 | 0
113 |  | - Tension and Weight Blanket | - 张紧及重链毯 |  | Customized as required | 0 | 0
114 | E.4.2 | Spare (supply only) | 备品（仅供应） | No. | 2 | 41867.4372 | 83735
|  | SUBTOTAL - Fenders | 小计 - 缓冲墩 |  |  | 0 | 0
[6 empty] | 0 | 0
| E.5 | Bollards (PER 005F) | 系缆桩（每005F） |  |  | 0 | 0
115 | E.5.1 | Supply and Installation(2500kN) | 供应及安装（2500kN） | No. | 41 | 2352.3555 | 96447
|  | -Excavation | - 挖掘 | m3 |  | 0 | 0
|  | -Backfill | - 回填 | m3 |  | 0 | 0
|  | -Disposal | - 废弃物清理 | m3 |  | 0 | 0
|  | -Coarse Sand | - 粗砂 | m3 |  | 0 | 0
|  | -Lean Concrete | - 低标号混凝土 | m3 |  | 0 | 0
|  | -Concrete OPC Type1 | - 一般硅酸盐水泥混凝土（OPC Type1） | m3 |  | 0 | 0
|  | -Formwork | - 模板 | m² |  | 0 | 0
|  | -Rebar | - 钢筋 | kg. |  | 0 | 0
|  | -GRP Retention Tank 15,000L | -GRP储罐 15,000L | No. |  | 0 | 0
|  | -Stainless Steel Handrail | -不锈钢扶手 | m |  | 0 | 0
|  | -Protector Post Type A | -保护立柱A型 | No. |  | 0 | 0
|  | -Debris Trap over Drainage Chanel | -排水渠道上的杂物阻拦装置 | m |  | 0 | 0
|  | -Waterproof Sheet | -防水板 | m² |  | 0 | 0
|  | -Gully Pit with Cover | -带盖雨水井 | No. |  | 0 | 0
|  | -RC. Manhole with steel cover over the GRP Tank | -钢筋混凝土GRP储罐上带钢盖人孔 | No. |  | 0 | 0
|  | -Shut Off Valve | -截止阀 | No. |  | 0 | 0
|  | -Valve Control Panel | -阀门控制面板 | No. |  | 0 | 0
|  | -Electrical Conduit | -电气管道 | m |  | 0 | 0
|  | -PTFE Lined Pipe | -聚四氟乙烯（PTFE）衬里管 | m |  | 0 | 0
|  | -Isolation Joint w/Waterstop to Full Perimeter of Tank Collar | -带止水带的储罐口全周隔断接头 | m² |  | 0 | 0
|  | -Excavation | - 挖掘 | m3 |  | 0 | 0
|  | -Backfill | - 回填 | m3 |  | 0 | 0
|  | -Disposal | - 废弃物清理 | m3 |  | 0 | 0
|  | -Coarse Sand | - 粗砂 | m3 |  | 0 | 0
|  | -Lean Concrete | - 低标号混凝土 | m3 |  | 0 | 0
|  | -Concrete OPC Type1 | - 一般硅酸盐水泥混凝土（OPC Type1） | m3 |  | 0 | 0
|  | -Formwork | - 模板 | m² |  | 0 | 0
|  | -Rebar | - 钢筋 | kg. |  | 0 | 0
|  | -GRP Retention Tank 15,000L | -GRP储罐 15,000L | No. |  | 0 | 0
|  | -Stainless Steel Handrail | -不锈钢扶手 | m |  | 0 | 0
|  | -Protector Post Type A | -保护立柱A型 | No. |  | 0 | 0
|  | -Debris Trap over Drainage Chanel | -排水渠道上的杂物阻拦装置 | m |  | 0 | 0
|  | -Waterproof Sheet | -防水板 | m² |  | 0 | 0
|  | -Gully Pit with Cover | -带盖雨水井 | No. |  | 0 | 0
|  | -RC. Manhole with steel cover over the GRP Tank | -钢筋混凝土GRP储罐上带钢盖人孔 | No. |  | 0 | 0
|  | -Shut Off Valve | -截止阀 | No. |  | 0 | 0
|  | -Valve Control Panel | -阀门控制面板 | No. |  | 0 | 0
|  | -Electrical Conduit | -电气管道 | m |  | 0 | 0
|  | -PTFE Lined Pipe | -聚四氟乙烯（PTFE）衬里管 | m |  | 0 | 0
|  | -Isolation Joint w/Waterstop to Full Perimeter of Tank Collar | -带止水带的储罐口全周隔断接头 | m² |  | 0 | 0
|  | SUBTOTAL - Bollards | 小计 - 防撞桩 |  |  | 0 | 0
[6 empty] | 0 | 0
| E.6 | Scour Protection (PER 005G) | 冲刷保护（PER 005G） |  |  | 0 | 0
| E.6.1 | Scour Protection | 冲刷保护 | m2 |  | 0 | 0
116 | E.6.1.1 | Bagged sand（Clay content ≤ 5%） | 袋装砂料（粘土含量 ≤ 5%） | m³ | 507620.4 | 22.0688 | 11202587
117 | E.6.1.2 | Non-woven geotextile（Installed in two layers） | 无纺土工布（铺设为两层） | m² | 43510.32 | 2.8451 | 123790
118 | E.6.1.3 | Mixed filter layer | 混合滤层 | m³ | 21184.8 | 61.9157 | 1311671
119 | E.6.1.4 | Crushed stone bedding | 碎石垫层 | m³ | 325.92 | 120.9798 | 39430
120 | E.6.1.5 | Two-inch rock bedding | 二英寸碎石垫层 | m³ | 1466.64 | 120.9798 | 177434
121 | E.6.1.6 | Bottom protection rock | 底部保护石 | m³ | 5899.152 | 126.0374 | 743514
122 | E.6.1.7 | Revetment rock （Long side ≥ 40 cm） | 护岸石 （长边 ≥ 40 cm） | m³ | 70072.8 | 126.0374 | 8831794
123 | E.6.1.8 | Grouted riprap（10~50 kg; coarse aggregate size ≤ 4 cm） | 灌浆卵石护岸（10~50 kg; 粗骨料粒径 ≤ 4 cm） | m³ | 1303.68 | 126.0374 | 164312
124 | E.6.1.9 | Concrete coping | 混凝土挡缘 | m³ | 2199.96 | 305.5843 | 672273
125 | E.6.1.10 | Geogrid（Overlap length ≥ 20 cm） | 土工格栅（搭接长度 ≥ 20 cm） | m² | 62739.6 | 3.9541 | 248081
|  | SUBTOTAL - Scour Protection | 小计 - 冲刷保护 |  |  | 0 | 0
[6 empty] | 0 | 0
| E.7 | Quay Linemarking (PER 005J) | 码头线路标识（PER 005J） |  |  | 0 | 0
126 | E.7.1 | Lane division lines | 车道分隔线 | m | 600 | 2.1619 | 1297
127 | E.7.2 | Diagonal hatching | 斜向网格填充 | m2 | 8275.5 | 4.2038 | 34788
128 | E.7.3 | Typical Painted Traffic Flow Arrows | 典型交通流向箭头涂装 | No. | 78 | 12.0108 | 937
129 | E.7.4 | Lane numbers | 车道编号 | No. | 60 | 4.2038 | 252
130 | E.7.5 | Fender numbers | 护舷编号 | No. | 41 | 4.2038 | 172
131 | E.7.6 | Bollard numbers | 系缆柱编号 | No. | 31 | 4.2038 | 130
| E.7.7 | Module numbers | 模块编号 | No. | - | 4.2038 | 0
132 | E.7.8 | Chainage markings | 桩号标志 | No. | 61 | 4.2038 | 256
133 | E.7.9 | Storm Pin Markings | 风暴锚销标记 | No. | 20 | 4.2038 | 84
134 | E.7.10 | Speed limit Marking | 限速标志 | No. | 72 | 4.2038 | 303
135 | E.7.11 | Text Marking | 文字标记 | No. | 12 | 4.2038 | 50
136 | E.7.12 | Vertical Signage | 竖向标志 | No. | 12 | 4.2038 | 50
137 | E.7.12.1 | Contractor to Specify | 承包商指定 | No. | 12 | 0 | 0
|  | SUBTOTAL - Quay Linemarking | 小计 - 码头线路标识 |  |  | 0 | 0
[6 empty] | 0 | 0
[6 empty] | 0 | 0
|  | The Tenderer shall separately list and price below any other items that it considers applicable. | 投标人应另行列出并报价其认为适用的其他项目。 |  |  | 0 | 0
138 | ADD | Expansion Joints for Quay Structure | 码头结构伸缩缝 | m. | 315 | 0 | 0
139 | ADD | Concrete barriers on Deck | 甲板混凝土障碍 | m. | 704 | 0 | 0
140 | ADD | Cope Edging | 防撞边缘 | m. | 704 | 0 | 0
141 | ADD | Crane Rail Spare part | 起重机轨道备件 | LS | 1 | 0 | 0
142 | ADD | Cable Trench Cover | 电缆沟盖板 | m. | 610 | 0 | 0
143 | ADD | Cable Entry Bell Mouth | 电缆入口漏斗 | No. | 4 | 0 | 0
144 | ADD | Cable Drum | 电缆卷筒 | No. | 8 | 0 | 0
145 | ADD | Spare (supply only) for Fenders | 护舷备件（仅供应） | LS | 1 | 0 | 0
146 | ADD | Shore Power/Cold Ironing Pit | 岸电/冷供电井 | No. | 11 | 0 | 0
147 | ADD | Line Marking - Pedestrian walkways and refuge areas | 线路标识 - 人行道及避难区 | m2 | 120 | 0 | 0
148 | ADD | Line Marking - Service lanes | 线路标识 - 维修车道 | m. | 3065 | 0 | 0
| ADD | Line Marking - Safe parking areas for service vehicles | 线路标识 - 维修车辆安全停车区 | m2 | - | 0 | 0
| ADD | Line Marking - STS crane exclusion areas (waterside and landside crane rails) | 线路标识 - STS起重机禁入区（码头侧及陆侧起重机轨道） | m2 | - | 0 | 0
| ADD | Line Marking - Landside crane rail crossing points | 线路标识 - 陆侧起重机轨道交叉点 | No. | - | 0 | 0
149 | ADD | Line Marking - Specific dedicated work areas for Stevedores, Lines/Mooring teams | 线路标识 - 装卸工及缆绳/系泊团队专用工作区 | No. | 3 | 0 | 0
| ADD | Line Marking - Quayside welfare facilities and operations facilities | 线路标识 - 码头福利及作业设施 | No. | - | 0 | 0
| ADD | Signage-Post/sign height | 标识牌 — 支柱/标识牌高度 | No. |  | 0 | 0
| ADD | Signage-Whether post and sign plate or gantry and sign board/panel | 标识牌 — 支柱与标识牌板，或门架与标识牌板/面板 | No. |  | 0 | 0
| ADD | Signage-Weight of the post and/or gantry and attached sign plate(s) or panels | 标识牌 — 支柱和/或门架及附属标识牌板或面板的重量 | No. |  | 0 | 0
| ADD | Signage-Local wind conditions acting on sign plates or panels | 标识牌 — 作用于标识牌板或面板的当地风况 | No. |  | 0 | 0
| ADD | Signage-Whether the sign post is in a fixed position, or is required to be movable | 标识牌 — 标识杆是否固定，或需具备可移动性 | No. |  | 0 | 0
| ADD | Use of corrosion resistant paint (steel structures only) | 采用防腐蚀涂料（仅限钢结构） | m2 |  | 0 | 0
| ADD | Sacrificial galvanic anode, cathodic protection systems, which employ buried or immersed metallic anodes (both steel and reinforced concrete structures) | 牺牲阳极阴极保护系统，采用地下或浸没的金属阳极（适用于钢结构及钢筋混凝土结构） | No. |  | 0 | 0
| ADD | Impressed current, cathodic protection systems, which employ an external electrical power source of direct current for the protection of the structure (both steel and reinforced concrete structures) | 外加电流阴极保护系统，利用外部直流电源保护结构体（适用于钢结构及钢筋混凝土结构） | No. |  | 0 | 0
| ADD | RTG Storm Tie Down | RTG风暴固定装置 |  |  | 0 | 0
|  | - 10 mm. Isolation Joint | — 10毫米隔离缝 | m. |  | 0 | 0
|  | - Checker Plate or similar Non slip Finished | — 防滑花纹板或类似防滑饰面 | Set |  | 0 | 0
|  | - 50 mm2 Drainage Pipe | — 50平方毫米排水管 | m. |  | 0 | 0
|  | - Indicative Blanket | — 指示性保护层 | Set |  | 0 | 0
|  | - Anchor Bolt | — 锚栓 | Set |  | 0 | 0
[6 empty] | 0 | 0
[6 empty] | 0 | 0
|  | Total | 总计 |  |  | 0 | 73548323
[6 empty] | 0 | 0
| CLASS F | YARD CIVIL & STRUCTURAL (PER 006) | 场地土建与结构工程（编号006） |  |  | 0 | 0
|  | The Bill of Quantities is based on the Works shown on the Drawings, however it is the Tenderer's responsibility to verify, validate and adapt the items and quantities in accordance with the Employer's Requirements and its design. Any changes from the Tender BoQ shall be clearly highlighted for clarity. | 工程量清单基于图纸所示工程内容，投标人有责任根据业主要求及其设计，核实、验证并调整项目及数量。投标工程量清单的任何变更应明显标注以确保清晰。 |  |  | 0 | 0
|  | All quantities stated are to be verified by and at the risk of the Contractor. The Employer will accept no liability or claim for extensions to the Time for Completion and/or additional payment as a result of any increases or decreases to the quantities stated, unless instructed through the Contract. | 所有数量均由承包商核实并自行承担风险。除非合同明确指示，业主不承担因数量变化引致工期延长及/或额外付款的任何责任或索赔。 | Quantities left blank are to be inserted by the Tenderer to suit its design. |  | 0 | 0
[6 empty] | 0 | 0
| F.1 | Pavements (PER 006A) | 路面工程（编号006A） |  |  | 0 | 0
150 | F.1.1 | Pavement type 1 - RTG Runway | 路面类型1 - RTG滑道 | m2 | 13157 | 0 | 0
151 |  | Base min.0.15m. Thickness | 基层最小厚度0.15米 | m3 | 1973.55 | 52.6601 | 103927
152 |  | Vapour Barrier | 防汽层 | m2 | 13175 | 0.12011 | 1582
153 |  | Reinforced concrete size 2.00m.(width)x0.40m.(thickness) | 钢筋混凝土尺寸2.00米（宽）x0.40米（厚） | m2 | 13157 | 0 | 0
154 |  | Concrete C35/40 | 混凝土C35/40 | m3 | 5265.8 | 214.487 | 1129446
155 |  | Formwork | 模板工程 | m2 | 5262.8 | 0 | 0
156 |  | Reinforcement work | 钢筋工程 | kg | 413110.96 | 1.1758 | 485754
157 | F.1.2 | Pavement type 2 - Container Yard Block Pavement | 路面类型2 - 集装箱堆场 砌块路面 | m2 | 122810 | 0 | 0
158 |  | Subbase min.0.15m. Thickness | 底基层最小厚度0.15米 | m3 | 18421.8 | 52.6601 | 970094
159 |  | Vapour Barrier | 防汽层 | m2 | 122810 | 0.12011 | 14750
160 |  | Lean Mix Concrete | 干硬性混凝土 | m3 | 63861.2 | 214.487 | 13697400
161 |  | Sand 0.03m. Thickness | 砂层厚度0.03米 | m3 | 3684.3 | 55.1731 | 203274
162 |  | Concrete Block Pavers | 混凝土砌块铺装 | m2 | 122810 | 18.4859 | 2270257
163 | F.1.3 | Pavement type 3 - Container Yard Concrete slab | 路面类型3 - 集装箱堆场混凝土板 | m2 | 4290 | 0 | 0
164 |  | Base min.0.15m. Thickness | 基层最小厚度0.15米 | m3 | 643.5 | 52.6601 | 33887
165 |  | Vapour Barrier | 防汽层 | m2 | 4290 | 0.12011 | 515
166 |  | Lean Mix Concrete | 干硬性混凝土 | m3 | 1287 | 0 | 0
167 |  | Reinforced concrete 0.330m. (thickness) | 钢筋混凝土0.330米（厚度） | m2 | 4290 | 1.9343 | 8298
168 |  | Concrete C35/40 | 混凝土C35/40 | m3 | 1287 | 214.487 | 276045
169 |  | Formwork | 模板工程 | m2 | 103.7 | 0 | 0
170 |  | Reinforcement work | 钢筋工程 | kg | 8580 | 1.1758 | 10089
171 | F.1.4 | Pavement type 4 - Gate Complex Block Pavement | 路面类型4 - 门区综合体块体铺装 | m2 | 10413 | 1.9343 | 20142
172 |  | Subbase min.0.15m. Thickness | 底基层最小厚度0.15米 | m3 | 1561.95 | 52.6601 | 82252
173 |  | Lean Mix Concrete | 干硬性混凝土 | m3 | 5414.76 | 214.487 | 1161396
174 |  | Sand 0.03m. Thickness | 砂层厚度0.03米 | m3 | 312.39 | 55.1731 | 17236
|  | Concrete Block Pavers | 混凝土砌块铺装 | m2 |  | 0 | 0
175 | F.1.5 | Pavement type 4 - Gate Complex Concrete slab | 路面类型4 - 门区综合体混凝土板 | m2 | 2233 | 0 | 0
176 |  | Base min.0.15m. Thickness | 基层最小厚度0.15米 | m3 | 334.95 | 52.6601 | 17638
177 |  | Vapour Barrier | 防汽层 | m2 | 2233 | 0.12011 | 268
178 |  | Lean Mix Concrete | 干硬性混凝土 | m3 | 669.9 | 0 | 0
179 |  | Reinforced concrete 0.330m. (thickness) | 钢筋混凝土0.330米（厚度） | m2 | 2233 | 1.9343 | 4319
180 |  | Concrete C35/40 | 混凝土C35/40 | m3 | 669.9 | 214.487 | 143685
181 |  | Formwork | 模板工程 | m2 | 54.1 | 0 | 0
182 |  | Reinforcement work | 钢筋工程 | kg | 4912.6 | 1.1758 | 5776
183 | F.1.6 | Concrete repairs for existing pavement | 现有路面混凝土修复 | m2 | 29260 | 0 | 0
|  | Reinforced concrete | 钢筋混凝土 | m2 | - | 0 | 0
|  | Concrete Cxx | 混凝土Cxx | m3 | - | 0 | 0
|  | Formwork | 模板工程 | m2 | - | 0 | 0
|  | Reinforcement work | 钢筋工程 | kg | - | 0 | 0
184 | F.1.7 | Pedestrian Block Paving | 人行道块体铺装 | m2 | 4083 | 0 | 0
|  | - Excavation | - 挖土 | m3 | - | 0 | 0
|  | - Backfill | - 回填 | m3 | - | 0 | 0
|  | - Disposal | - 清理处置 | m3 | - | 0 | 0
185 |  | - Coarse Sand Bedding | - 粗砂垫层 | m3 | 81.66 | 55.1731 | 4505
186 |  | - Lean Concrete | - 低强度混凝土 | m3 | 612.45 | 187.5544 | 114868
|  | - Concrete C35/40 | - 混凝土C35/40 | m3 | - | 0 | 0
|  | - Formwork | - 模板 | m2 | - | 0 | 0
|  | - Rebar | - 钢筋 | kg | - | 0.19217 | 0
|  | - Temporary Support | - 临时支撑 | m2 | - | 0 | 0
187 |  | - Concrete Block Paving | - 混凝土砌块铺装 | m2 | 4083 | 11.8653 | 48446
|  | - Ø20 Drainage pipe with Geotextile wrapped over ends placed in each Expansion joint | - Ø在每个伸缩缝内放置包裹两端土工布的20排水管 | set | - | 0 | 0
| F.1.8 | Kerb / Kerb and Channel | 路缘石 / 路缘石及排水沟 | m |  | 0 | 0
188 |  | - Excavation | - 挖土 | m3 | 36600 | 1.4494 | 53048
189 |  | - Backfill | - 回填 | m3 | 25620 | 1.9255 | 49332
190 |  | - Disposal | - 清理处置 | m3 | 10980 | 0 | 0
191 |  | - Coarse Sand Bedding | - 粗砂垫层 | m3 | 1220 | 55.1731 | 67311
192 |  | - Lean Concrete | - 低强度混凝土 | m3 | 1220 | 187.5544 | 228816
193 |  | - Concrete | — 混凝土 | m3 | 4026 | 214.487 | 863525
|  | - Formwork | - 模板 | m2 | - | 0 | 0
|  | - Rebar | - 钢筋 | kg | - | 0 | 0
|  | - Temporary Support | - 临时支撑 | m2 | - | 0 | 0
| F.1.9 | Edge Restraints | 边缘限制 |  |  | 0 | 0
194 | F.1.9.1 | External Pavement Edge Restraint | 外部路面边缘限制 | m | 900 | 0 | 0
195 | F.1.9.2 | Internal Pavement Edge Restraint | 内部路面边缘限制 | m | 2260 | 0 | 0
|  | SUBTOTAL - Pavement | 小计 - 路面 |  |  | 0 | 0
[6 empty] | 0 | 0
| F.2 | Storm Water Drainage system (PER 006B) | 雨水排水系统（PER 006B） |  |  | 0 | 0
196 | F.2.1 | Galvanized steel grooved drainage ditch, DN600 | 镀锌钢制带槽排水沟，DN600 | m | 2100 | 752.5256 | 1580304
|  | - Excavation | - 挖土 | m3 |  | 0 | 0
|  | - Backfill | - 回填 | m3 |  | 0 | 0
|  | - Disposal | - 清理处置 | m3 |  | 0 | 0
|  | - Coarse Sand Bedding | - 粗砂垫层 | m3 |  | 0 | 0
|  | - Lean Concrete | - 低强度混凝土 | m3 |  | 0 | 0
|  | - Concrete | — 混凝土 | m3 |  | 0 | 0
|  | - Formwork | - 模板 | m2 |  | 0 | 0
|  | - Rebar | - 钢筋 | kg |  | 0 | 0
|  | - Temporary Support | - 临时支撑 | m2 |  | 0 | 0
| F.2.2 | Stormwater pipes | 雨水管 |  |  | 0 | 0
197 | F.2.2.1 | HDPE drainage pipe DN400, ring stiffness ≥12.5 kN/m² | HDPE排水管 DN400，环刚度≥12.5 kN/m² | m | 270 | 97.1969 | 26243
|  | - Excavation | - 挖土 | m3 |  | 0 | 0
|  | - Backfill | - 回填 | m3 |  | 0 | 0
|  | - Disposal | - 清理处置 | m3 |  | 0 | 0
|  | - Coarse Sand Bedding | - 粗砂垫层 | m3 |  | 0 | 0
|  | - Lean Concrete | - 低强度混凝土 | m3 |  | 0 | 0
|  | - Concrete | — 混凝土 | m3 |  | 0 | 0
|  | - Formwork | - 模板 | m2 |  | 0 | 0
|  | - Rebar | - 钢筋 | kg |  | 0 | 0
|  | - Temporary Support | - 临时支撑 | m2 |  | 0 | 0
198 | F.2.2.2 | HDPE drainage pipe DN600, ring stiffness ≥12.5 kN/m² | HDPE排水管 DN600，环刚度≥12.5 kN/m² | m | 330 | 265.5183 | 87621
|  | - Excavation | - 挖土 | m3 |  | 0 | 0
|  | - Backfill | - 回填 | m3 |  | 0 | 0
|  | - Disposal | - 清理处置 | m3 |  | 0 | 0
|  | - Coarse Sand Bedding | - 粗砂垫层 | m3 |  | 0 | 0
|  | - Lean Concrete | - 低强度混凝土 | m3 |  | 0 | 0
|  | - Concrete | — 混凝土 | m3 |  | 0 | 0
|  | - Formwork | - 模板 | m2 |  | 0 | 0
|  | - Rebar | - 钢筋 | kg |  | 0 | 0
|  | - Temporary Support | - 临时支撑 | m2 |  | 0 | 0
199 | F.2.2.3 | HDPE drainage pipe DN800, ring stiffness ≥12.5 kN/m² | HDPE排水管 DN800，环刚度≥12.5 kN/m² | m | 150 | 386.3514 | 57953
|  | - Excavation | - 挖土 | m3 |  | 0 | 0
|  | - Backfill | - 回填 | m3 |  | 0 | 0
|  | - Disposal | - 清理处置 | m3 |  | 0 | 0
|  | - Coarse Sand Bedding | - 粗砂垫层 | m3 |  | 0 | 0
|  | - Lean Concrete | - 低强度混凝土 | m3 |  | 0 | 0
|  | - Concrete | — 混凝土 | m3 |  | 0 | 0
|  | - Formwork | - 模板 | m2 |  | 0 | 0
|  | - Rebar | - 钢筋 | kg |  | 0 | 0
|  | - Temporary Support | - 临时支撑 | m2 |  | 0 | 0
200 | F.2.2.4 | HDPE drainage pipe DN900, ring stiffness ≥12.5 kN/m² | HDPE排水管 DN900，环刚度≥12.5 kN/m² | m | 150 | 525.6521 | 78848
|  | - Excavation | - 挖土 | m3 |  | 0 | 0
|  | - Backfill | - 回填 | m3 |  | 0 | 0
|  | - Disposal | - 清理处置 | m3 |  | 0 | 0
|  | - Coarse Sand Bedding | - 粗砂垫层 | m3 |  | 0 | 0
|  | - Lean Concrete | - 低强度混凝土 | m3 |  | 0 | 0
|  | - Concrete | — 混凝土 | m3 |  | 0 | 0
|  | - Formwork | - 模板 | m2 |  | 0 | 0
|  | - Rebar | - 钢筋 | kg |  | 0 | 0
|  | - Temporary Support | - 临时支撑 | m2 |  | 0 | 0
201 | F.2.2.5 | HDPE drainage pipe DN1000, ring stiffness ≥12.5 kN/m² | HDPE排水管 DN1000，环刚度≥12.5 kN/m² | m | 250 | 662.5507 | 165638
|  | - Excavation | - 挖土 | m3 |  | 0 | 0
|  | - Backfill | - 回填 | m3 |  | 0 | 0
|  | - Disposal | - 清理处置 | m3 |  | 0 | 0
|  | - Coarse Sand Bedding | - 粗砂垫层 | m3 |  | 0 | 0
|  | - Lean Concrete | - 低强度混凝土 | m3 |  | 0 | 0
|  | - Concrete | — 混凝土 | m3 |  | 0 | 0
|  | - Formwork | - 模板 | m2 |  | 0 | 0
|  | - Rebar | - 钢筋 | kg |  | 0 | 0
|  | - Temporary Support | - 临时支撑 | m2 |  | 0 | 0
202 | F.2.2.6 | HDPE drainage pipe DN1100, ring stiffness ≥12.5 kN/m² | HDPE排水管 DN1100，环刚度≥12.5 kN/m² | m | 100 | 729.4064 | 72941
|  | - Excavation | - 挖土 | m3 |  | 0 | 0
|  | - Backfill | - 回填 | m3 |  | 0 | 0
|  | - Disposal | - 清理处置 | m3 |  | 0 | 0
|  | - Coarse Sand Bedding | - 粗砂垫层 | m3 |  | 0 | 0
|  | - Lean Concrete | - 低强度混凝土 | m3 |  | 0 | 0
|  | - Concrete | — 混凝土 | m3 |  | 0 | 0
|  | - Formwork | - 模板 | m2 |  | 0 | 0
|  | - Rebar | - 钢筋 | kg |  | 0 | 0
|  | - Temporary Support | - 临时支撑 | m2 |  | 0 | 0
| F.2.3 | Manhole | 检查井 | No. |  | 0 | 0
203 |  | Manhole（2.0m*1.5m*1.9m） | 检查井（2.0米*1.5米*1.9米） | No. | 200 | 0 | 0
204 |  | Mechanical earth excavation | 机械开挖 | m³ | 14392.1236 | 1.4533 | 20916
205 |  | Earthwork backfilling | 土方回填 | m³ | 11553.3236 | 1.9255 | 22246
206 |  | Excess soil spoil & haul away | 多余土方弃土及运输 | m³ | 2838.8 | 0 | 0
207 |  | Cast-in-situ concrete blinding/bedding layer | 现浇混凝土垫层 | m³ | 118.8 | 179.8479 | 21366
208 |  | Concrete bedding formwork | 混凝土垫层模板 | m2 | 196 | 0 | 0
209 |  | Concrete structure works | 混凝土结构工程 | m³ | 1349.8416 | 214.487 | 289524
210 |  | Structural formwork | 结构模板 | m2 | 7474.792 | 0 | 0
211 |  | Reinforcement / Rebar | 钢筋 | t | 225.8198 | 1175.844 | 265529
212 |  | Manhole cover | 人孔盖 | 个 | 200 | 0 | 0
213 |  | Pre-embedded steel inserts / Embedded iron fittings | 预埋钢件 / 预埋铁件 | t | 4 | 2228.8487 | 8915
|  | Cover slab / Deck slab | 盖板 / 楼板 | m2 |  | 0 | 0
214 |  | Steel-reinforced concrete drainage inspection well: 1400x1200x3000 | 钢筋混凝土排水检查井：1400x1200x3000 | No. | 26 | 0 | 0
215 |  | Mechanical earth excavation | 机械开挖 | m³ | 3017.0694 | 1.4533 | 4385
216 |  | Earthwork backfilling | 土方回填 | m³ | 2685.8918 | 1.9255 | 5172
217 |  | Excess soil spoil & haul away | 多余土方弃土及运输 | m³ | 331.1776 | 0 | 0
218 |  | Cast-in-situ concrete blinding/bedding layer | 现浇混凝土垫层 | m³ | 10.374 | 179.8479 | 1866
219 |  | Concrete bedding formwork | 混凝土垫层模板 | m2 | 20.8 | 0 | 0
220 |  | Concrete structure works | 混凝土结构工程 | m³ | 169.9674 | 249.7483 | 42449
221 |  | Structural formwork | 结构模板 | m2 | 1120.443 | 0 | 0
222 |  | Reinforcement / Rebar | 钢筋 | t | 26.0793 | 1426.236 | 37195
223 |  | Manhole cover | 人孔盖 | 个 | 26 | 0 | 0
224 |  | Pre-embedded steel inserts / Embedded iron fittings | 预埋钢件 / 预埋铁件 | t | 0.52 | 2228.8487 | 1159
|  | Cover slab / Deck slab | 盖板 / 楼板 | m2 |  | 0 | 0
225 |  | Steel-reinforced concrete drainage inspection well: 1800x1600x3000 | 钢筋混凝土排水检查井：1800x1600x3000 | No. | 15 | 0 | 0
226 |  | Mechanical earth excavation | 机械开挖 | m³ | 1995.898 | 1.4533 | 2901
227 |  | Earthwork backfilling | 土方回填 | m³ | 1710.514 | 1.9255 | 3294
228 |  | Excess soil spoil & haul away | 多余土方弃土及运输 | m³ | 285.384 | 0 | 0
229 |  | Cast-in-situ concrete blinding/bedding layer | 现浇混凝土垫层 | m³ | 8.625 | 179.8479 | 1551
230 |  | Concrete bedding formwork | 混凝土垫层模板 | m2 | 14.4 | 0 | 0
231 |  | Concrete structure works | 混凝土结构工程 | m³ | 130.4581 | 214.487 | 27982
232 |  | Structural formwork | 结构模板 | m2 | 804.8094 | 0 | 0
233 |  | Reinforcement / Rebar | 钢筋 | t | 20.6816 | 1175.844 | 24318
234 |  | Manhole cover | 人孔盖 | 个 | 15 | 0 | 0
235 |  | Pre-embedded steel inserts / Embedded iron fittings | 预埋钢件 / 预埋铁件 | t | 0.3 | 2228.8487 | 669
|  | Cover slab / Deck slab | 盖板 / 楼板 | m2 |  | 0 | 0
236 | F.2.4 | Grilled drainage and collection opening: 700 mm x 400 mm x 1000 mm | 格栅式排水及集水口：700 mm x 400 mm x 1000 mm | No. | 100 | 0 | 0
237 |  | Mechanical earth excavation | 机械开挖 | m³ | 1798.332 | 1.4533 | 2614
238 |  | Earthwork backfilling | 土方回填 | m³ | 1656.092 | 1.9255 | 3189
239 |  | Excess soil spoil & haul away | 多余土方弃土及运输 | m³ | 142.24 | 0 | 0
240 |  | Cast-in-situ concrete blinding/bedding layer | 现浇混凝土垫层 | m³ | 11.2 | 179.8479 | 2014
241 |  | Concrete bedding formwork | 混凝土垫层模板 | m2 | 44 | 0 | 0
242 |  | Concrete structure works | 混凝土结构工程 | m³ | 103.1208 | 214.487 | 22118
243 |  | Structural formwork | 结构模板 | m2 | 893.396 | 0 | 0
244 |  | Reinforcement / Rebar | 钢筋 | t | 13.2017 | 1175.844 | 15523
245 |  | Manhole cover | 人孔盖 | 个 | 100 | 0 | 0
246 |  | Pre-embedded steel inserts / Embedded iron fittings | 预埋钢件 / 预埋铁件 | t | 2 | 2228.8487 | 4458
|  | Cover slab / Deck slab | 盖板 / 楼板 | m2 |  | 0 | 0
| F.2.5 | Drainage control pit (including shut-off valves and fittings) | 排水控制井（含截止阀及附件） |  |  | 0 | 0
247 | F.2.5.1 | Hand-operated cast iron gate DN1100 | 手动铸铁闸阀 DN1100 | No. | 1 | 0 | 0
248 | F.2.5.2 | Hand-operated cast iron gate DN1000 | 手动铸铁闸阀 DN1000 | No. | 2 | 0 | 0
249 | F.2.5.3 | Reinforced concrete valve well, dimensions 2400x2400x3500 | 钢筋混凝土阀井，尺寸2400×2400×3500 | No. | 3 | 0 | 0
250 |  | Mechanical earth excavation | 机械开挖 | m³ | 627.1655 | 1.4533 | 911
251 |  | Earthwork backfilling | 土方回填 | m³ | 515.2889 | 1.9255 | 992
252 |  | Excess soil spoil & haul away | 多余土方弃土及运输 | m³ | 111.8766 | 0 | 0
253 |  | Cast-in-situ concrete blinding/bedding layer | 现浇混凝土垫层 | m³ | 2.883 | 179.8479 | 519
254 |  | Concrete bedding formwork | 混凝土垫层模板 | m2 | 3.72 | 0 | 0
255 |  | Concrete structure works | 混凝土结构工程 | m³ | 42.8106 | 214.487 | 9182
256 |  | Structural formwork | 结构模板 | m2 | 248.2019 | 0 | 0
257 |  | Reinforcement / Rebar | 钢筋 | t | 6.9536 | 1175.844 | 8176
258 |  | Manhole cover | 人孔盖 | 个 | 3 | 0 | 0
259 |  | Pre-embedded steel inserts / Embedded iron fittings | 预埋钢件 / 预埋铁件 | t | 0.06 | 2228.8487 | 134
|  | Cover slab / Deck slab | 盖板 / 楼板 | m2 |  | 0 | 0
| F.2.6 | Outfall | 排水口 |  |  | 0 | 0
260 | F.2.6.1 | DN1100（1m,HDPE） | DN1100（1米，HDPE） | No. | 1 | 781.0528 | 781
261 | F.2.6.2 | DN1000（1m,HDPE） | DN1000（1米，HDPE） | No. | 2 | 0 | 0
262 | F.2.7 | Bypass Separator （Integrated bypass separator, Type S-I-P, NS200, GRP material, maximum residual oil content of effluent 5 mg/L） | 旁通分离器 （一体式旁通分离器，型号S-I-P，规格NS200，GRP材质，排放液油含量不超过5毫克/升） | No. | 3 | 0 | 0
263 | F.2.8 | Box Culvert (Upstream to the existing box culvert)，C40，Cross-sectional area: 7.1 m² | 箱涵（上游连接至现有箱涵），C40，截面面积：7.1平方米 | m | 80 | 0 | 0
264 |  | - Excavation | - 挖土 | m3 | 908.8 | 1.4533 | 1321
265 |  | - Backfill | - 回填 | m3 | 340.8 | 1.9255 | 656
266 |  | - Disposal | - 清理处置 | m3 | 568 | 0 | 0
267 |  | - Coarse Sand Bedding | - 粗砂垫层 | m3 | 100 | 55.1731 | 5517
268 |  | - Lean Concrete | - 低强度混凝土 | m3 | 50 | 187.5544 | 9378
269 |  | - Concrete，C40，Cross-sectional area: 7.1 m² | — 混凝土，C40，截面面积：7.1平方米 | m3 | 568 | 214.487 | 121829
270 |  | - Formwork | - 模板 | m2 |  | 0 | 0
271 |  | - Rebar | - 钢筋 | kg | 73840 | 1.4262 | 105313
272 |  | - Temporary Support | - 临时支撑 | m2 |  | 0 | 0
273 | F.2.9 | Box Culvert (Downstream to the river)，C40，Cross-sectional area: 7.1 m² | 箱涵（下游至河道），C40，截面面积：7.1平方米 | m | 169 | 0 | 0
274 |  | - Excavation | - 挖土 | m3 | 1647.2 | 1.4533 | 2394
275 |  | - Backfill | - 回填 | m3 | 617.7 | 1.9255 | 1189
276 |  | - Disposal | - 清理处置 | m3 | 1029.5 | 0 | 0
277 |  | - Coarse Sand Bedding | - 粗砂垫层 | m3 | 181 | 55.1731 | 9986
278 |  | - Lean Concrete | - 低强度混凝土 | m3 | 91 | 187.5544 | 17067
279 |  | - Concrete，C40，Cross-sectional area: 7.1 m² | — 混凝土，C40，截面面积：7.1平方米 | m3 | 1029.5 | 214.487 | 220814
280 |  | - Formwork | - 模板 | m2 |  | 0 | 0
281 |  | - Rebar | - 钢筋 | kg | 133835 | 1.1758 | 157369
282 |  | - Temporary Support | - 临时支撑 | m2 |  | 0 | 0
283 | F.2.10 | Open channel cleaning and maintenance (as required to make good) | 明渠清理及维护（按要求进行修复） | m | 220 | 600.54 | 132119
|  | - Excavation | - 挖土 | m3 |  | 0 | 0
|  | - Backfill | - 回填 | m3 |  | 0 | 0
|  | - Disposal | - 清理处置 | m3 |  | 0 | 0
|  | - Coarse Sand Bedding | - 粗砂垫层 | m3 |  | 0 | 0
|  | - Lean Concrete | - 低强度混凝土 | m3 |  | 0 | 0
|  | - Concrete | — 混凝土 | m3 |  | 0 | 0
|  | - Formwork | - 模板 | m2 |  | 0 | 0
|  | - Rebar | - 钢筋 | kg |  | 0 | 0
|  | - Temporary Support | - 临时支撑 | m2 |  | 0 | 0
284 | F.2.11 | Existing Box drain and outfall to drainage channel to be maintained or releved and reinstated | 现有箱涵及排水渠出水口保持、清理并恢复 | m | 20 | 1201.08 | 24022
|  | - Excavation | - 挖土 | m3 |  | 0 | 0
|  | - Backfill | - 回填 | m3 |  | 0 | 0
|  | - Disposal | - 清理处置 | m3 |  | 0 | 0
|  | - Coarse Sand Bedding | - 粗砂垫层 | m3 |  | 0 | 0
|  | - Lean Concrete | - 低强度混凝土 | m3 |  | 0 | 0
|  | - Concrete | — 混凝土 | m3 |  | 0 | 0
|  | - Formwork | - 模板 | m2 |  | 0 | 0
|  | - Rebar | - 钢筋 | kg |  | 0 | 0
|  | - Temporary Support | - 临时支撑 | m2 |  | 0 | 0
|  | SUBTOTAL - Stormwater Drainage System | 小计 - 雨水排水系统 |  |  | 0 | 0
[6 empty] | 0 | 0
| F.3 | Electrical Services (civil works) (PER 006C) | 电气服务（土建工程）（PER 006C） |  |  | 0 | 0
| F.3.1 | HV Electrical Tench and Conduits | 高压电气沟槽及管道 | m |  | 0 | 0
285 | F.3.1.1 | HV Electrical Tench （1.3×1.1）m | 高压电气沟槽 （1.3×1.1）米 | m | 200 | 0 | 0
286 |  | Mechanical earth excavation | 机械开挖 | m³ | 1157.4226 | 1.4533 | 1682
287 |  | Earthwork backfilling | 土方回填 | m³ | 501.8226 | 1.9255 | 966
288 |  | Excess soil spoil & haul away | 多余土方弃土及运输 | m³ | 655.6 | 2.4022 | 1575
289 |  | Cast-in-situ concrete blinding/bedding layer | 现浇混凝土垫层 | m³ | 40 | 179.8479 | 7194
290 |  | Concrete bedding formwork | 混凝土垫层模板 | m2 | 40 | 0 | 0
291 |  | Concrete structure works | 混凝土结构工程 | m³ | 325.32 | 214.487 | 69777
292 |  | Structural formwork | 结构模板 | m2 | 1732.8 | 0 | 0
293 |  | Reinforcement / Rebar | 钢筋 | t | 40.0037 | 1175.844 | 47038
|  | Manhole cover | 人孔盖 | 个 | 0 | 0 | 0
294 |  | Pre-embedded steel inserts / Embedded iron fittings | 预埋钢件 / 预埋铁件 | t | 20 | 2228.8487 | 44577
|  | Cover slab / Deck slab | 盖板 / 楼板 | m2 |  | 0 | 0
295 | F.3.1.2 | HV Conduitsu uPVC,SN8,DN150 | 高压电气管道 uPVC，SN8，DN150 | m | 15000 | 0 | 0
| F.3.2 | LV/ Communications Electrical Trench and Conduits | 低压／通信电气沟槽及管道 | m |  | 0 | 0
296 | F.3.2.1 | LV Electrical Tench （1.3×1.1）m | 低压电气沟槽 （1.3×1.1）米 | m | 200 | 0 | 0
297 |  | Mechanical earth excavation | 机械开挖 | m³ | 1157.4226 | 1.4533 | 1682
298 |  | Earthwork backfilling | 土方回填 | m³ | 501.8226 | 1.9255 | 966
299 |  | Excess soil spoil & haul away | 多余土方弃土及运输 | m³ | 655.6 | 2.4022 | 1575
300 |  | Cast-in-situ concrete blinding/bedding layer | 现浇混凝土垫层 | m³ | 40 | 179.8479 | 7194
301 |  | Concrete bedding formwork | 混凝土垫层模板 | m2 | 40 | 0 | 0
302 |  | Concrete structure works | 混凝土结构工程 | m³ | 325.32 | 214.487 | 69777
303 |  | Structural formwork | 结构模板 | m2 | 1732.8 | 0 | 0
304 |  | Reinforcement / Rebar | 钢筋 | t | 40.0037 | 1175.844 | 47038
|  | Manhole cover | 人孔盖 | 个 | 0 | 0 | 0
305 |  | Pre-embedded steel inserts / Embedded iron fittings | 预埋钢件 / 预埋铁件 | t | 20 | 2228.8487 | 44577
|  | Cover slab / Deck slab | 盖板 / 楼板 | m2 |  | 0 | 0
306 | F.3.2.2 | LV Conduits uPVC,SN8,DN150 | 低压导管 uPVC，SN8，DN150 | m | 40000 | 0 | 0
| F.3.3 | Communications Trench and Conduits | 通信管槽及导管 | m |  | 0 | 0
|  | - Excavation | - 挖土 | m3 |  | 0 | 0
|  | - Backfill | - 回填 | m3 |  | 0 | 0
|  | - Apprival Material Backfill | - 批准材料回填 | m3 |  | 0 | 0
|  | - Disposal | - 清理处置 | m3 |  | 0 | 0
|  | - Coarse Sand Bedding | - 粗砂垫层 | m3 |  | 0 | 0
|  | - Warning Tape | - 警示带 | m |  | 0 | 0
| F.3.4 | HV Electrical Pit | 高压电气井 | No. |  | 0 | 0
307 | F.3.4.1 | HV Electrical Pit （2.0×1.5×1.9）m | 高压电气井 （2.0×1.5×1.9）米 | No. | 33 | 0 | 0
308 |  | Mechanical earth excavation | 机械开挖 | m³ | 2374.7004 | 1.4533 | 3451
309 |  | Earthwork backfilling | 土方回填 | m³ | 1906.2984 | 1.9255 | 3671
310 |  | Excess soil spoil & haul away | 多余土方弃土及运输 | m³ | 468.402 | 0 | 0
311 |  | Cast-in-situ concrete blinding/bedding layer | 现浇混凝土垫层 | m³ | 19.602 | 179.8479 | 3525
312 |  | Concrete bedding formwork | 混凝土垫层模板 | m2 | 32.34 | 0 | 0
313 |  | Concrete structure works | 混凝土结构工程 | m³ | 222.7239 | 214.487 | 47771
314 |  | Structural formwork | 结构模板 | m2 | 1233.3407 | 0 | 0
315 |  | Reinforcement / Rebar | 钢筋 | t | 37.2603 | 1175.844 | 43812
316 |  | Manhole cover | 人孔盖 | 个 | 33 | 0 | 0
317 |  | Pre-embedded steel inserts / Embedded iron fittings | 预埋钢件 / 预埋铁件 | t | 0.66 | 2228.8487 | 1471
|  | Cover slab / Deck slab | 盖板 / 楼板 | m2 |  | 0 | 0
| F.3.5 | LV/Comms Electrical Pit | 低压/通信电气井 | No. |  | 0 | 0
318 | F.3.5.1 | LV Electrical Pit （2.0×1.5×1.9）m | 低压电气井 （2.0×1.5×1.9）米 | No. | 68 | 0 | 0
319 |  | Mechanical earth excavation | 机械开挖 | m³ | 4893.322 | 1.4533 | 7111
320 |  | Earthwork backfilling | 土方回填 | m³ | 3928.13 | 1.9255 | 7564
321 |  | Excess soil spoil & haul away | 多余土方弃土及运输 | m³ | 965.192 | 0 | 0
322 |  | Cast-in-situ concrete blinding/bedding layer | 现浇混凝土垫层 | m³ | 40.392 | 179.8479 | 7264
323 |  | Concrete bedding formwork | 混凝土垫层模板 | m2 | 66.64 | 0 | 0
324 |  | Concrete structure works | 混凝土结构工程 | m³ | 458.9461 | 214.487 | 98438
325 |  | Structural formwork | 结构模板 | m2 | 2541.4293 | 0 | 0
326 |  | Reinforcement / Rebar | 钢筋 | t | 76.7787 | 1175.844 | 90280
327 |  | Manhole cover | 人孔盖 | 个 | 68 | 0 | 0
328 |  | Pre-embedded steel inserts / Embedded iron fittings | 预埋钢件 / 预埋铁件 | t | 1.36 | 2228.8487 | 3031
|  | Cover slab / Deck slab | 盖板 / 楼板 | m2 |  | 0 | 0
329 | F.3.5.2 | LV Electrical Pit （1.5×1.2×1.5）m | 低压电气井 （1.5×1.2×1.5）米 | No. | 40 | 0 | 0
330 |  | Mechanical earth excavation | 机械开挖 | m³ | 1848.5065 | 1.4533 | 2686
331 |  | Earthwork backfilling | 土方回填 | m³ | 1516.2665 | 1.9255 | 2920
332 |  | Excess soil spoil & haul away | 多余土方弃土及运输 | m³ | 332.24 | 0 | 0
333 |  | Cast-in-situ concrete blinding/bedding layer | 现浇混凝土垫层 | m³ | 16.72 | 179.8479 | 3007
334 |  | Concrete bedding formwork | 混凝土垫层模板 | m2 | 32.8 | 0 | 0
335 |  | Concrete structure works | 混凝土结构工程 | m³ | 175.5683 | 214.487 | 37657
336 |  | Structural formwork | 结构模板 | m2 | 1008.5584 | 0 | 0
337 |  | Reinforcement / Rebar | 钢筋 | t | 29.071 | 1175.844 | 34183
338 |  | Manhole cover | 人孔盖 | 个 | 40 | 0 | 0
339 |  | Pre-embedded steel inserts / Embedded iron fittings | 预埋钢件 / 预埋铁件 | t | 0.8 | 2228.8487 | 1783
|  | Cover slab / Deck slab | 盖板 / 楼板 | m2 |  | 0 | 0
| F.3.6 | IT/Communications Pit | 信息技术/通信电气井 | No. |  | 0 | 0
340 | F.3.6.1 | IT/Communications Pit（1600mmx1600mmx1600mm） | 信息技术/通信电气井（1600毫米×1600毫米×1600毫米） | No. | 10 | 0 | 0
341 |  | Mechanical earth excavation | 机械开挖 | m³ | 554.4919 | 1.4533 | 806
342 |  | Earthwork backfilling | 土方回填 | m³ | 442.4799 | 1.9255 | 852
343 |  | Excess soil spoil & haul away | 多余土方弃土及运输 | m³ | 112.012 | 0 | 0
344 |  | Cast-in-situ concrete blinding/bedding layer | 现浇混凝土垫层 | m³ | 5.29 | 179.8479 | 951
345 |  | Concrete bedding formwork | 混凝土垫层模板 | m2 | 9.2 | 0 | 0
346 |  | Concrete structure works | 混凝土结构工程 | m³ | 55.5521 | 214.487 | 11915
347 |  | Structural formwork | 结构模板 | m2 | 302.9396 | 0 | 0
348 |  | Reinforcement / Rebar | 钢筋 | t | 9.3769 | 1175.844 | 11026
349 |  | Manhole cover | 人孔盖 | 个 | 10 | 0 | 0
350 |  | Pre-embedded steel inserts / Embedded iron fittings | 预埋钢件 / 预埋铁件 | t | 0.2 | 2228.8487 | 446
|  | Cover slab / Deck slab | 盖板 / 楼板 | m2 |  | 0 | 0
351 | F.3.6.2 | IT/Communications Pit（2700mmx1900mmx2500mm） | 信息技术/通信电气井（2700mmx1900mmx2500mm） | No. | 80 | 0 | 0
352 |  | Mechanical earth excavation | 机械开挖 | m³ | 9926.107 | 1.4533 | 14426
353 |  | Earthwork backfilling | 土方回填 | m³ | 7815.579 | 1.9255 | 15049
354 |  | Excess soil spoil & haul away | 多余土方弃土及运输 | m³ | 2110.528 | 0 | 0
355 |  | Cast-in-situ concrete blinding/bedding layer | 现浇混凝土垫层 | m³ | 70.72 | 151.0541 | 10683
356 |  | Concrete bedding formwork | 混凝土垫层模板 | m2 | 96 | 0 | 0
357 |  | Concrete structure works | 混凝土结构工程 | m³ | 874.5766 | 200.7774 | 175595
358 |  | Structural formwork | 结构模板 | m2 | 4743.5168 | 0 | 0
359 |  | Reinforcement / Rebar | 钢筋 | t | 146.6863 | 1234.0632 | 181020
360 |  | Manhole cover | 人孔盖 | 个 | 80 | 0 | 0
361 |  | Pre-embedded steel inserts / Embedded iron fittings | 预埋钢件 / 预埋铁件 | t | 1.6 | 2228.8487 | 3566
|  | Cover slab / Deck slab | 盖板 / 楼板 | m2 |  | 0 | 0
362 | F.3.7 | 110mm Sleeve（Material:HDPE） | 110mm 套管（材料：HDPE） | m | 15000 | 0.96086 | 14413
363 | F.3.8 | 50mm Sleeve（Material:HDPE） | 50mm 套管（材料：HDPE） | m | 8000 | 0.48043 | 3843
|  | SUBTOTAL - Electrical services | 小计 - 电气服务 |  |  | 0 | 0
[6 empty] | 0 | 0
| F.4 | Reefer Racks and Foundations (PER 006D) | 冷藏货架及基础（按006D单元） |  |  | 0 | 0
| F.4.1 | Reefer Racks | 冷藏货架 |  |  | 0 | 0
364 | F.4.1.1 | Reefer rack - steel frames | 冷藏货架 - 钢结构框架 | No. | 24 | 0 | 0
365 |  | Square tube steel column | 方管钢柱 | t | 50.64 | 2228.8487 | 112869
366 |  | Steel beam | 钢梁 | t | 120.48 | 2228.8487 | 268532
367 |  | Miscellaneous steel components | 杂项钢构件 | t | 4.32 | 360.324 | 1557
368 |  | Metal handrail, railing and balustrade | 金属扶手、栏杆及栏板 | m | 2509.2 | 25.7856 | 64701
369 |  | Steel ladder / Steel staircase | 钢梯 / 钢楼梯 | t | 61.92 | 2228.8487 | 138010
370 |  | Pre-embedded steel inserts / Embedded iron fittings | 预埋钢件 / 预埋铁件 | t | 8.064 | 2228.8487 | 17973
371 |  | Concrete structure works | 混凝土结构工程 | m³ | 27.6 | 214.487 | 5920
372 |  | Reinforcement / Rebar | 钢筋 | t | 26.16 | 983.8633 | 25738
373 | F.4.1.2 | Reefer rack - foundations | 冷藏货架 - 基础 | No. | 24 | 0 | 0
374 |  | Mechanical earth excavation | 机械开挖 | m³ | 6442.32 | 1.4494 | 9337
375 |  | Earthwork backfilling | 土方回填 | m³ | 5234.88 | 55.4508 | 290278
376 |  | Excess soil spoil & haul away | 多余土方弃土及运输 | m³ | 1207.44 | 0 | 0
377 |  | Cast-in-situ concrete blinding/bedding layer | 现浇混凝土垫层 | m³ | 75.36 | 179.8479 | 13553
378 |  | Concrete bedding formwork | 混凝土垫层模板 | m2 | 250.8 | 0 | 0
379 |  | Concrete structure works | 混凝土结构工程 | m³ | 468.96 | 214.487 | 100586
380 |  | Structural formwork | 结构模板 | m2 | 1563.6 | 0 | 0
381 |  | Reinforcement / Rebar | 钢筋 | t | 60.96 | 1175.844 | 71679
|  | Manhole cover | 人孔盖 | 个 |  | 0 | 0
382 |  | Pre-embedded steel inserts / Embedded iron fittings | 预埋钢件 / 预埋铁件 | t | 8.064 | 2228.8487 | 17973
|  | Cover slab / Deck slab | 盖板 / 楼板 | m2 |  | 0 | 0
383 | F.4.1.3 | Reefer tunnels - 40' (including all modifcations and connections) | 冷藏通道 - 40英尺（含所有修改与连接） | No. | 24 | 4783.5413 | 114805
|  | Baseplate | 基础板 | kg |  | 0 | 0
|  | Steel Column | 钢柱 | kg |  | 0 | 0
|  | Steel Beam | 钢梁 | kg |  | 0 | 0
|  | Steel Handrails+kickplate | 钢制扶手及踢脚板 | kg |  | 0 | 0
|  | Roof metal sheet | 屋面金属板 | m2 |  | 0 | 0
|  | Steel Plate or grout slope to prevent trip hazard | 防绊钢板或灌浆斜坡 | m2 |  | 0 | 0
|  | Non-Slip Steel Grating Floor (Hot Dip Galvanised) Maximum 10˚ slope | 防滑钢格栅地面（热浸镀锌），最大跨度10˚ 坡度 | m2 |  | 0 | 0
|  | Hinge | 铰链 | set |  | 0 | 0
|  | Welded steel mesh full height between Reefer Tunnels on RTG side only | 仅RTG侧冷藏隧道间全高焊接钢网 | m2 |  | 0 | 0
|  | Steel grating to bridge the gap | 钢格栅桥接间隙 | m2 |  | 0 | 0
384 | F.4.1.4 | Reefer tunnels - 20' (including all modifcations and connections) | 冷藏隧道 - 20英寸（含所有改造及连接） | No. | 4 | 3523.9447 | 14096
|  | Container walk tunnel | 集装箱步行通道 |  |  | 0 | 0
|  | Baseplate | 基础板 | kg |  | 0 | 0
|  | Steel Column | 钢柱 | kg |  | 0 | 0
|  | Steel Beam | 钢梁 | kg |  | 0 | 0
|  | Steel Handrails+kickplate | 钢制扶手及踢脚板 | kg |  | 0 | 0
|  | Roof metal sheet | 屋面金属板 | m2 |  | 0 | 0
|  | Steel Plate or grout slope to prevent trip hazard | 防绊钢板或灌浆斜坡 | m2 |  | 0 | 0
|  | Non-Slip Steel Grating Floor (Hot Dip Galvanised) Maximum 10˚ slope | 防滑钢格栅地面（热浸镀锌），最大跨度10˚ 坡度 | m2 |  | 0 | 0
|  | Hinge | 铰链 | set |  | 0 | 0
|  | Welded steel mesh full height between Reefer Tunnels on RTG side only | 仅RTG侧冷藏隧道间全高焊接钢网 | m2 |  | 0 | 0
|  | Steel grating to bridge the gap | 钢格栅桥接间隙 | m2 |  | 0 | 0
| F.4.2 | Secondary Substation Support Structures | 二次变电站支撑结构 |  |  | 0 | 0
385 | F.4.2.1 | Quayside Substation（32×2）m | 码头侧变电站（32×2）米 | No. | 1 | 0 | 0
|  | Mechanical earth excavation | 机械开挖 | m³ |  | 0 | 0
|  | Earthwork backfilling | 土方回填 | m³ |  | 0 | 0
|  | Excess soil spoil & haul away | 多余土方弃土及运输 | m³ |  | 0 | 0
|  | Cast-in-situ concrete blinding/bedding layer | 现浇混凝土垫层 | m³ |  | 0 | 0
|  | Concrete bedding formwork | 混凝土垫层模板 | m2 |  | 0 | 0
|  | Concrete structure works | 混凝土结构工程 | m³ |  | 0 | 0
|  | Structural formwork | 结构模板 | m2 |  | 0 | 0
|  | Reinforcement / Rebar | 钢筋 | t |  | 0 | 0
|  | Manhole cover | 人孔盖 | 个 |  | 0 | 0
|  | Pre-embedded steel inserts / Embedded iron fittings | 预埋钢件 / 预埋铁件 | t |  | 0 | 0
|  | Cover slab / Deck slab | 盖板 / 楼板 | m2 |  | 0 | 0
386 | F.4.2.2 | Reefer Substation （12×2）m | 冷藏变电站 （12×2）米 | No. | 4 | 0 | 0
|  | Mechanical earth excavation | 机械开挖 | m³ |  | 0 | 0
|  | Earthwork backfilling | 土方回填 | m³ |  | 0 | 0
|  | Excess soil spoil & haul away | 多余土方弃土及运输 | m³ |  | 0 | 0
|  | Cast-in-situ concrete blinding/bedding layer | 现浇混凝土垫层 | m³ |  | 0 | 0
|  | Concrete bedding formwork | 混凝土垫层模板 | m2 |  | 0 | 0
|  | Concrete structure works | 混凝土结构工程 | m³ |  | 0 | 0
|  | Structural formwork | 结构模板 | m2 |  | 0 | 0
|  | Reinforcement / Rebar | 钢筋 | t |  | 0 | 0
|  | Manhole cover | 人孔盖 | 个 |  | 0 | 0
|  | Pre-embedded steel inserts / Embedded iron fittings | 预埋钢件 / 预埋铁件 | t |  | 0 | 0
|  | Cover slab / Deck slab | 盖板 / 楼板 | m2 |  | 0 | 0
387 | F.4.2.3 | ERTG Substation （12×2）m | eRTG变电站 （12×2）米 | No. | 4 | 0 | 0
|  | Mechanical earth excavation | 机械开挖 | m³ |  | 0 | 0
|  | Earthwork backfilling | 土方回填 | m³ |  | 0 | 0
|  | Excess soil spoil & haul away | 多余土方弃土及运输 | m³ |  | 0 | 0
|  | Cast-in-situ concrete blinding/bedding layer | 现浇混凝土垫层 | m³ |  | 0 | 0
|  | Concrete bedding formwork | 混凝土垫层模板 | m2 |  | 0 | 0
|  | Concrete structure works | 混凝土结构工程 | m³ |  | 0 | 0
|  | Structural formwork | 结构模板 | m2 |  | 0 | 0
|  | Reinforcement / Rebar | 钢筋 | t |  | 0 | 0
|  | Manhole cover | 人孔盖 | 个 |  | 0 | 0
|  | Pre-embedded steel inserts / Embedded iron fittings | 预埋钢件 / 预埋铁件 | t |  | 0 | 0
|  | Cover slab / Deck slab | 盖板 / 楼板 | m2 |  | 0 | 0
388 | F.4.2.4 | DIESEL GENERATOR,PLUS SPARE （14×4）m | 柴油发电机组，含备用 （14×4）米 | No. | 3 | 0 | 0
|  | Mechanical earth excavation | 机械开挖 | m³ |  | 0 | 0
|  | Earthwork backfilling | 土方回填 | m³ |  | 0 | 0
|  | Excess soil spoil & haul away | 多余土方弃土及运输 | m³ |  | 0 | 0
|  | Cast-in-situ concrete blinding/bedding layer | 现浇混凝土垫层 | m³ |  | 0 | 0
|  | Concrete bedding formwork | 混凝土垫层模板 | m2 |  | 0 | 0
|  | Concrete structure works | 混凝土结构工程 | m³ |  | 0 | 0
|  | Structural formwork | 结构模板 | m2 |  | 0 | 0
|  | Reinforcement / Rebar | 钢筋 | t |  | 0 | 0
|  | Manhole cover | 人孔盖 | 个 |  | 0 | 0
|  | Pre-embedded steel inserts / Embedded iron fittings | 预埋钢件 / 预埋铁件 | t |  | 0 | 0
|  | Cover slab / Deck slab | 盖板 / 楼板 | m2 |  | 0 | 0
389 | F.4.2.5 | FIELD EQUIPMENT CABINET（1.2×0.6）m | 现场设备柜（1.2×0.6）米 | No. | 32 | 0 | 0
|  | Mechanical earth excavation | 机械开挖 | m³ |  | 0 | 0
|  | Earthwork backfilling | 土方回填 | m³ |  | 0 | 0
|  | Excess soil spoil & haul away | 多余土方弃土及运输 | m³ |  | 0 | 0
|  | Cast-in-situ concrete blinding/bedding layer | 现浇混凝土垫层 | m³ |  | 0 | 0
|  | Concrete bedding formwork | 混凝土垫层模板 | m2 |  | 0 | 0
|  | Concrete structure works | 混凝土结构工程 | m³ |  | 0 | 0
|  | Structural formwork | 结构模板 | m2 |  | 0 | 0
|  | Reinforcement / Rebar | 钢筋 | t |  | 0 | 0
|  | Manhole cover | 人孔盖 | 个 |  | 0 | 0
|  | Pre-embedded steel inserts / Embedded iron fittings | 预埋钢件 / 预埋铁件 | t |  | 0 | 0
|  | Cover slab / Deck slab | 盖板 / 楼板 | m2 |  | 0 | 0
|  | SUBTOTAL - Reefer Racks and Foundations | 小计 - 冷藏货架及基础 |  |  | 0 | 0
[6 empty] | 0 | 0
390 | F.5 | Leaking Container Bund (PER 006E) | 泄漏集装箱围堰（PER 006E） | No. | 1 | 0 | 0
391 | F.5.1 | Leaking Container Bund is 36m long and 4.8m wide, with 2 compartments. Supports and drainage slopes are arranged at the bottom. Peripheral cofferdams are constructed, 300mm wide and 1200mm high. Steps and guardrails are installed at the inlet and outlet of cofferdam. Anti-seepage and anti-corrosion treatment is applied inside the cofferdam. Anti-collision columns are arranged outside the site. | 泄漏集装箱围堰长36米，宽4.8米，设有两个隔舱。 底部布置有支承结构及排水坡度。 外围构筑围堰，宽300毫米，高1200毫米。 围堰进出口设有踏步及护栏。 围堰内部实施防渗及防腐措施。 场地外围设置防撞柱。 | No. | 1 | 0 | 0
|  | -Excavation | - 挖掘 | m3 |  | 0 | 0
|  | -Backfill | - 回填 | m3 |  | 0 | 0
|  | -Disposal | - 废弃物清理 | m3 |  | 0 | 0
|  | -Coarse Sand | - 粗砂 | m3 |  | 0 | 0
|  | -Lean Concrete | - 低标号混凝土 | m3 |  | 0 | 0
|  | -Concrete OPC Type1 | - 一般硅酸盐水泥混凝土（OPC Type1） | m3 |  | 0 | 0
|  | -Formwork | - 模板 | m² |  | 0 | 0
|  | -Rebar | - 钢筋 | kg. |  | 0 | 0
|  | -GRP Retention Tank 15,000L | -GRP储罐 15,000L | No. |  | 0 | 0
|  | -Stainless Steel Handrail | -不锈钢扶手 | m |  | 0 | 0
|  | -Protector Post Type A | -保护立柱A型 | No. |  | 0 | 0
|  | -Debris Trap over Drainage Chanel | -排水渠道上的杂物阻拦装置 | m |  | 0 | 0
|  | -Waterproof Sheet | -防水板 | m² |  | 0 | 0
|  | -Gully Pit with Cover | -带盖雨水井 | No. |  | 0 | 0
|  | -RC. Manhole with steel cover over the GRP Tank | -钢筋混凝土GRP储罐上带钢盖人孔 | No. |  | 0 | 0
|  | -Shut Off Valve | -截止阀 | No. |  | 0 | 0
|  | -Valve Control Panel | -阀门控制面板 | No. |  | 0 | 0
|  | -Electrical Conduit | -电气管道 | m |  | 0 | 0
|  | -PTFE Lined Pipe | -聚四氟乙烯（PTFE）衬里管 | m |  | 0 | 0
|  | -Isolation Joint w/Waterstop to Full Perimeter of Tank Collar | -带止水带的储罐口全周隔断接头 | m² |  | 0 | 0
392 | F.5.2 | retention tank GRP body lined with PTFE, volume 15000 L | 衬有聚四氟乙烯（PTFE）的玻璃钢（GRP）蓄水池，容积15000升 | No. | 2 | 0 | 0
393 | F.5.3 | Electric shut-off valve DN200, equipped with control cabinet, available for manual and electric operation | DN200电动切断阀，配备控制柜，具备手动及电动操作功能 | No. | 4 | 0 | 0
394 | F.5.4 | Clay pipe lined with PTFE, nominal diameter DN200 | 内衬聚四氟乙烯（PTFE）的黏土管，公称直径DN200 | m | 100 | 0 | 0
395 | F.5.5 | Auxiliary materials include elbows, tees, waterproof sleeves, etc. | 辅助材料包括弯头、三通、防水套管等。 | No. | 1 | 0 | 0
| F.6 | Light Tower & CCTV Tower Foundations (PER 006F) | 灯塔及闭路电视塔基础（编号PER 006F） |  |  | 0 | 0
396 | F.6.1 | Light Tower Foundations (45m High Light Tower) | 灯塔基础（45米高灯塔） | No. | 21 | 0 | 0
397 |  | Mechanical earth excavation | 机械开挖 | m³ | 1969.8 | 1.4494 | 2855
398 |  | Earthwork backfilling | 土方回填 | m³ | 1506.75 | 55.4508 | 83551
399 |  | Excess soil spoil & haul away | 多余土方弃土及运输 | m³ | 463.05 | 0 | 0
400 |  | Cast-in-situ concrete blinding/bedding layer | 现浇混凝土垫层 | m³ | 40.74 | 179.8479 | 7327
401 |  | Concrete bedding formwork | 混凝土垫层模板 | m2 | 36.96 | 0 | 0
402 |  | Concrete structure works | 混凝土结构工程 | m³ | 370.44 | 214.487 | 79455
403 |  | Structural formwork | 结构模板 | m2 | 352.8 | 0 | 0
404 |  | Reinforcement / Rebar | 钢筋 | t | 67.8993 | 1175.844 | 79839
|  | Manhole cover | 人孔盖 | 个 | 0 | 0 | 0
405 |  | Pre-embedded steel inserts / Embedded iron fittings | 预埋钢件 / 预埋铁件 | t | 9.87 | 2228.8487 | 21999
|  | Cover slab / Deck slab | 盖板 / 楼板 | m2 |  | 0 | 0
406 |  | Pile Foundation | 桩基 | set | 21 | 0 | 0
407 |  | High mast light crash barrier | 高杆灯防撞栏 | set | 21 | 0 | 0
408 | F.6.2 | Light Tower Foundations (25m High Light Tower) | 灯塔基础（25米高灯塔） | No. | 12 | 0 | 0
409 |  | Mechanical earth excavation | 机械开挖 | m³ | 1125.6 | 1.4494 | 1631
410 |  | Earthwork backfilling | 土方回填 | m³ | 861 | 55.4508 | 47743
411 |  | Excess soil spoil & haul away | 多余土方弃土及运输 | m³ | 264.6 | 0 | 0
412 |  | Cast-in-situ concrete blinding/bedding layer | 现浇混凝土垫层 | m³ | 23.28 | 179.8479 | 4187
413 |  | Concrete bedding formwork | 混凝土垫层模板 | m2 | 21.12 | 0 | 0
414 |  | Concrete structure works | 混凝土结构工程 | m³ | 211.68 | 214.487 | 45403
415 |  | Structural formwork | 结构模板 | m2 | 201.6 | 0 | 0
416 |  | Reinforcement / Rebar | 钢筋 | t | 38.7996 | 1175.844 | 45622
|  | Manhole cover | 人孔盖 | 个 | 0 | 0 | 0
417 |  | Pre-embedded steel inserts / Embedded iron fittings | 预埋钢件 / 预埋铁件 | t | 5.64 | 2228.8487 | 12571
|  | Cover slab / Deck slab | 盖板 / 楼板 | m2 |  | 0 | 0
418 |  | Pile Foundation | 桩基 | set | 12 | 0 | 0
419 |  | High mast light crash barrier | 高杆灯防撞栏 | set | 12 | 0 | 0
420 | F.6.3 | CCTV Tower foundations（Including the foundation of the CCTV tower.） | 闭路电视塔基础（包括闭路电视塔基础。） | No. | 2 | 0 | 0
|  | - Excavation | - 挖土 | m3 |  | 0 | 0
|  | - Backfill | - 回填 | m3 |  | 0 | 0
|  | - Disposal | - 清理处置 | m3 |  | 0 | 0
|  | - Coarse Sand Bedding | - 粗砂垫层 | m3 |  | 0 | 0
|  | - Lean Concrete | - 低强度混凝土 | m3 |  | 0 | 0
|  | - Concrete | — 混凝土 | m3 |  | 0 | 0
|  | - Formwork | - 模板 | m2 |  | 0 | 0
|  | - Rebar | - 钢筋 | kg |  | 0 | 0
|  | - Temporary Support | - 临时支撑 | m2 |  | 0 | 0
|  | - Protective Bollard | - 保护柱 | Set |  | 0 | 0
| F.6.4 | Street light foundations | 路灯基础 | No. | 0 | 0 | 0
|  | - Excavation | - 挖土 | m3 |  | 0 | 0
|  | - Backfill | - 回填 | m3 |  | 0 | 0
|  | - Disposal | - 清理处置 | m3 |  | 0 | 0
|  | - Coarse Sand Bedding | - 粗砂垫层 | m3 |  | 0 | 0
|  | - Lean Concrete | - 低强度混凝土 | m3 |  | 0 | 0
|  | - Concrete | — 混凝土 | m3 |  | 0 | 0
|  | - Formwork | - 模板 | m2 |  | 0 | 0
|  | - Rebar | - 钢筋 | kg |  | 0 | 0
|  | - Temporary Support | - 临时支撑 | m2 |  | 0 | 0
|  | - Protective Bollard | - 保护柱 | Set |  | 0 | 0
|  | SUBTOTAL - Light Tower & CCTV Tower Foundations | 小计 - 灯塔及闭路电视塔基础 |  |  | 0 | 0
[6 empty] | 0 | 0
| F.7 | Fencing and Barriers (PER 006G) | 围栏及障碍物（PER 006G） |  |  | 0 | 0
| F.7.1 | Fence | 围栏 |  |  | 0 | 0
421 | F.7.1.1 | ISPS boundary wall | ISPS边界墙 | m | 1870 | 132.1188 | 247062
|  | - Excavation | - 挖土 | m3 |  | 0 | 0
|  | - Backfill | - 回填 | m3 |  | 0 | 0
|  | - Disposal | - 清理处置 | m3 |  | 0 | 0
|  | - Coarse Sand Bedding | - 粗砂垫层 | m3 |  | 0 | 0
|  | - Lean Concrete | - 低强度混凝土 | m3 |  | 0 | 0
|  | - Concrete | — 混凝土 | m3 |  | 0 | 0
|  | - Formwork | - 模板 | m2 |  | 0 | 0
|  | - Rebar | - 钢筋 | kg |  | 0 | 0
|  | - Weep Holes in Block B Seaside wall only | - B区排水孔，仅限海侧墙 | set |  | 0 | 0
|  | - Reinforced blockwork wall fill void with concrete | - 钢筋砌块墙体空隙以混凝土填充 | m2 |  | 0 | 0
|  | - Steel Y- Post cast into Top of concrete column | - 钢制Y型柱浇筑于混凝土柱顶 | set |  | 0 | 0
|  | - 2 Layers of galvanised concertina coil barbed wire with straining wires | - 两层镀锌蛇形刺丝带及拉紧丝 | m |  | 0 | 0
422 | F.7.1.2 | ISPS mesh fence | ISPS网状围栏 | m | 290 | 60.054 | 17416
|  | - Excavation | - 挖土 | m3 |  | 0 | 0
|  | - Backfill | - 回填 | m3 |  | 0 | 0
|  | - Disposal | - 清理处置 | m3 |  | 0 | 0
|  | - Coarse Sand Bedding | - 粗砂垫层 | m3 |  | 0 | 0
|  | - Lean Concrete | - 低强度混凝土 | m3 |  | 0 | 0
|  | - Concrete | — 混凝土 | m3 |  | 0 | 0
|  | - Formwork | - 模板 | m2 |  | 0 | 0
|  | - Rebar | - 钢筋 | kg |  | 0 | 0
|  | - Straining Post | - 拉紧柱 | No. |  | 0 | 0
|  | - Intermediate Post | - 中间柱 | No. |  | 0 | 0
|  | - Strut | - 支撑杆 | No. |  | 0 | 0
|  | - Stretcher bar with Bolt to be burred over | - 螺栓固定的拉伸杆，头部需掩盖 | No. |  | 0 | 0
|  | - HDG Welded Mesh 4mm. Wire with 12.7mm. x 76.2mm. Appertures | - 热镀锌焊接网，丝径4毫米，孔径12.7毫米 × 76.2毫米 | m2 |  | 0 | 0
|  | - Galvanized Concertina Coil Barbed Wire | - 镀锌螺旋刺丝带刺铁丝 | m |  | 0 | 0
423 | F.7.1.3 | Non-ISPS Internal fence | 非ISPS内部围栏 | m | 300 | 42.0378 | 12611
|  | - Excavation | - 挖土 | m3 |  | 0 | 0
|  | - Backfill | - 回填 | m3 |  | 0 | 0
|  | - Disposal | - 清理处置 | m3 |  | 0 | 0
|  | - Coarse Sand Bedding | - 粗砂垫层 | m3 |  | 0 | 0
|  | - Lean Concrete | - 低强度混凝土 | m3 |  | 0 | 0
|  | - Concrete | — 混凝土 | m3 |  | 0 | 0
|  | - Formwork | - 模板 | m2 |  | 0 | 0
|  | - Rebar | - 钢筋 | kg |  | 0 | 0
|  | - Straining Post | - 拉紧柱 | No. |  | 0 | 0
|  | - Intermediate Post | - 中间柱 | No. |  | 0 | 0
|  | - Strut | - 支撑杆 | No. |  | 0 | 0
|  | - Stretcher bar with Bolt to be burred over | - 螺栓固定的拉伸杆，头部需掩盖 | No. |  | 0 | 0
|  | - HDG Welded Mesh 4mm. Wire with 12.7mm. x 76.2mm. Appertures | - 热镀锌焊接网，丝径4毫米，孔径12.7毫米 × 76.2毫米 | m2 |  | 0 | 0
|  | - Goose Necked Stay Galvanized Steel Tube Welded to Posts | - 焊接于桩柱的鹅颈形镀锌钢管撑杆 | m |  | 0 | 0
[6 empty] | 0 | 0
|  | - Excavation | - 挖土 | m3 |  | 0 | 0
|  | - Backfill | - 回填 | m3 |  | 0 | 0
|  | - Disposal | - 清理处置 | m3 |  | 0 | 0
|  | - Coarse Sand Bedding | - 粗砂垫层 | m3 |  | 0 | 0
|  | - Lean Concrete | - 低强度混凝土 | m3 |  | 0 | 0
|  | - Concrete | — 混凝土 | m3 |  | 0 | 0
|  | - Formwork | - 模板 | m2 |  | 0 | 0
|  | - Rebar | - 钢筋 | kg |  | 0 | 0
|  | - Straining Post | - 拉紧柱 | No. |  | 0 | 0
|  | - Intermediate Post | - 中间柱 | No. |  | 0 | 0
|  | - Strut | - 支撑杆 | No. |  | 0 | 0
|  | - Stretcher bar with Bolt to be burred over | - 螺栓固定的拉伸杆，头部需掩盖 | No. |  | 0 | 0
|  | - HDG Welded Mesh 4mm. Wire with 12.7mm. x 76.2mm. Appertures | - 热镀锌焊接网，丝径4毫米，孔径12.7毫米 × 76.2毫米 | m2 |  | 0 | 0
|  | - Goose Necked Stay Galvanized Steel Tube Welded to Posts | - 焊接于桩柱的鹅颈形镀锌钢管撑杆 | m |  | 0 | 0
| F.7.2 | Barriers | 护栏 |  |  | 0 | 0
424 | F.7.2.1 | Vehicle guardrail | 车辆护栏 | m | 90 | 66.0594 | 5945
|  | - Excavation | - 挖土 | m3 |  | 0 | 0
|  | - Backfill | - 回填 | m3 |  | 0 | 0
|  | - Disposal | - 清理处置 | m3 |  | 0 | 0
|  | - Coarse Sand Bedding | - 粗砂垫层 | m3 |  | 0 | 0
|  | - Lean Concrete | - 低强度混凝土 | m3 |  | 0 | 0
|  | - Concrete | — 混凝土 | m3 |  | 0 | 0
|  | - Formwork | - 模板 | m2 |  | 0 | 0
|  | - Rebar | - 钢筋 | kg |  | 0 | 0
|  | - Flex Beam Guardrial | - 弹性梁护栏 | m. |  | 0 | 0
|  | - I Beam Post | - 工字钢立柱 | Set |  | 0 | 0
425 | F.7.2.2 | Concrete moveable barriers | 混凝土可移动护栏 | m | 450 | 84.0756 | 37834
|  | - Concrete | — 混凝土 | m3 |  | 0 | 0
|  | - Formwork | - 模板 | m2 |  | 0 | 0
|  | - Rebar | - 钢筋 | kg |  | 0 | 0
426 | F.7.2.3 | Concrete fixed barriers | 混凝土固定护栏 | m | 1240 | 102.0918 | 126594
|  | - Concrete | — 混凝土 | m3 |  | 0 | 0
|  | - Formwork | - 模板 | m2 |  | 0 | 0
|  | - Rebar | - 钢筋 | kg |  | 0 | 0
427 | F.7.2.4 | Handrails | 扶手 | m | 220 | 50.4454 | 11098
|  | - Steel Pipe Dia.= 40 mm. | - 钢管直径=40毫米 | kg |  | 0 | 0
|  | - Steel Pipe Dia.= 60 mm. | - 钢管直径=60毫米 | kg |  | 0 | 0
|  | - Base Plate | - 底板 | Set |  | 0 | 0
|  | - Expansion Bolt | - 膨胀螺栓 | Set |  | 0 | 0
|  | - Grout | - 灌浆材料 | m3 |  | 0 | 0
| F.7.3 | Gates | 大门 |  |  | 0 | 0
428 | F.7.3.1 | 8m (clear opening) ISPS Gate | 8米（净开口）ISPS门 | No. | 1 | 6005.4 | 6005
|  | - Steel gate frame with Hinges | - 带铰链的钢门框 | kg |  | 0 | 0
|  | - HDG Welded Mesh 4mm. Wire with 12.7mm. x 76.2mm. Appertures | - 热镀锌焊接网，丝径4毫米，孔径12.7毫米 × 76.2毫米 | m2 |  | 0 | 0
|  | - Galvanized Concertina Coil Barbed Wire | - 镀锌螺旋刺丝带刺铁丝 | m |  | 0 | 0
|  | - Lock (To be protected and prevent hand/Foot holds) | - 锁（须防护，防止人手及脚抓持） | No. |  | 0 | 0
|  | - Drop bolts on leaves into easy clean sockets | - 门扇上的落销嵌入易清洁孔座内 | No. |  | 0 | 0
429 | F.7.3.2 | 12m (clear opening) ISPS Gate | 12米（净开口）ISPS门 | No. | 1 | 8407.56 | 8408
|  | - Steel gate frame with Hinges | - 带铰链的钢门框 | kg |  | 0 | 0
|  | - HDG Welded Mesh 4mm. Wire with 12.7mm. x 76.2mm. Appertures | - 热镀锌焊接网，丝径4毫米，孔径12.7毫米 × 76.2毫米 | m2 |  | 0 | 0
|  | - Galvanized Concertina Coil Barbed Wire | - 镀锌螺旋刺丝带刺铁丝 | m |  | 0 | 0
|  | - Lock (To be protected and prevent hand/Foot holds) | - 锁（须防护，防止人手及脚抓持） | No. |  | 0 | 0
|  | - Drop bolts on leaves into easy clean sockets | - 门扇上的落销嵌入易清洁孔座内 | No. |  | 0 | 0
430 | F.7.3.3 | 3.5m (clear opening) ISPS Gates (out-gate complex) | 3.5米（净开口）ISPS门（出门区综合体） | No. | 4 | 3122.808 | 12491
|  | - Steel gate frame with Hinges | - 带铰链的钢门框 | kg |  | 0 | 0
|  | - HDG Welded Mesh 4mm. Wire with 12.7mm. x 76.2mm. Appertures | - 热镀锌焊接网，丝径4毫米，孔径12.7毫米 × 76.2毫米 | m2 |  | 0 | 0
|  | - Galvanized Concertina Coil Barbed Wire | - 镀锌螺旋刺丝带刺铁丝 | m |  | 0 | 0
|  | - Lock (To be protected and prevent hand/Foot holds) | - 锁（须防护，防止人手及脚抓持） | No. |  | 0 | 0
|  | - Drop bolts on leaves into easy clean sockets | - 门扇上的落销嵌入易清洁孔座内 | No. |  | 0 | 0
431 | F.7.3.4 | 4m (clear opening) Non-ISPS Gate | 4米（净开口）非ISPS门 | No. | 1 | 2161.944 | 2162
|  | - Steel gate frame with Hinges | - 带铰链的钢门框 | kg |  | 0 | 0
|  | - HDG Welded Mesh 4mm. Wire with 12.7mm. x 76.2mm. Appertures | - 热镀锌焊接网，丝径4毫米，孔径12.7毫米 × 76.2毫米 | m2 |  | 0 | 0
|  | - Lock (To be protected and prevent hand/Foot holds) | - 锁（须防护，防止人手及脚抓持） | No. |  | 0 | 0
|  | - Drop bolts on leaves into easy clean sockets | - 门扇上的落销嵌入易清洁孔座内 | No. |  | 0 | 0
432 | F.7.3.5 | Non-ISPS Pedestrian Gates (1.2m) | 非ISPS步行门（1.2米） | No. | 2 | 1080.972 | 2162
|  | - Steel gate frame with Hinges | - 带铰链的钢门框 | kg |  | 0 | 0
|  | - HDG Welded Mesh 4mm. Wire with 12.7mm. x 76.2mm. Appertures | - 热镀锌焊接网，丝径4毫米，孔径12.7毫米 × 76.2毫米 | m2 |  | 0 | 0
|  | - Lock (To be protected and prevent hand/Foot holds) | - 锁（须防护，防止人手及脚抓持） | No. |  | 0 | 0
|  | - Drop bolts on leaves into easy clean sockets | - 门扇上的落销嵌入易清洁孔座内 | No. |  | 0 | 0
433 | F.7.3.6 | Non-ISPS Pedestrian Gates (1.5m) | 非ISPS步行门（1.5米） | No. | 1 | 1441.296 | 1441
|  | - Steel gate frame with Hinges | - 带铰链的钢门框 | kg |  | 0 | 0
|  | - HDG Welded Mesh 4mm. Wire with 12.7mm. x 76.2mm. Appertures | - 热镀锌焊接网，丝径4毫米，孔径12.7毫米 × 76.2毫米 | m2 |  | 0 | 0
|  | - Lock (To be protected and prevent hand/Foot holds) | - 锁（须防护，防止人手及脚抓持） | No. |  | 0 | 0
|  | - Drop bolts on leaves into easy clean sockets | - 门扇上的落销嵌入易清洁孔座内 | No. |  | 0 | 0
|  | SUBTOTAL - Fencing and Barriers | 小计 - 围栏及障碍物 |  |  | 0 | 0
[6 empty] | 0 | 0
| F.8 | Linemarking and Signage (PER 006J) | 线迹标识及标牌（依据 006J） |  |  | 0 | 0
| F.8.1 | Linemarking | 线迹标识 |  |  | 0 | 0
434 | F.8.1.1 | Column and Row Numbers | 列号及行号 | No. | 780 | 4.2038 | 3279
435 | F.8.1.2 | Block Numbers | 分区编号 | No. | 32 | 6.0054 | 192
436 | F.8.1.3 | Typical Container Corner Marking (per set of 4 marks) | 集装箱典型角标（每套4个标记） | No. | 2457 | 12.0108 | 29511
437 | F.8.1.4 | Typical Container Corner Marking (per set of 6 marks) | 集装箱典型角标（每套6个标记） | No. | 144 | 15.614 | 2248
438 | F.8.1.5 | Typical Painted Traffic Flow Arrows | 典型交通流向箭头涂装 | No. | 144 | 12.0108 | 1730
439 | F.8.1.6 | Painted Give Way Triangle Road Marking | 涂装让行三角形路面标线 | m | 3 | 24.0216 | 72
440 | F.8.1.7 | Typical Painted Road Centre Line and Edge Line Markings | 典型涂装路面中心线及边线标线 | m | 15430 | 8.6478 | 133435
441 | F.8.1.8 | RTG Track | RTG轨道 | m | 6584 | 11.4103 | 75125
442 | F.8.1.9 | Text Marking | 文字标记 | No. | 22 | 6.0054 | 132
443 | F.8.1.11 | Diagonal hatching | 斜向网格填充 | m² | 3050 | 4.2038 | 12822
444 | F.8.1.12 | Car Park Marking | 停车场标线 | No. | 3 | 19.2173 | 58
445 | F.8.1.13 | Truck Park Marking | 卡车停车标线 | No. | 24 | 27.6248 | 663
446 | F.8.1.14 | Pedestrian Walkway | 人行通道 | m | 90 | 2.1619 | 195
447 | F.8.1.15 | Traffic Speed Marking | 交通限速标线 | No. | 51 | 6.0054 | 306
448 | F.8.2 | Vertical Signage | 竖向标志 |  | 30 | 14.413 | 432
449 | F.8.2.1 | Contractor to Specify | 承包商指定 |  | 30 | 14.413 | 432
|  | SUBTOTAL - Linemarking and Signage | 小计 - 标线及标志 |  |  | 0 | 0
[6 empty] | 0 | 0
| F.9 | Lashing Dojo | 系固作业区 |  |  | 0 | 0
450 | F.9.1 | Steel access platform | 钢结构登高平台 | No. | 1 | 0 | 0
|  | - HDG Steel Structure | - 热浸锌钢结构 | kg |  | 0 | 0
|  | - HDG Steel Platform | - 热浸锌钢平台 | m2 |  | 0 | 0
|  | - Concrete | — 混凝土 | m3 |  | 0 | 0
|  | - Formwork | - 模板 | m2 |  | 0 | 0
|  | - Rebar | - 钢筋 | kg |  | 0 | 0
451 | F.9.2 | Concrete slab (unless not included in pavements or quay deck) | 混凝土板（若未包含于路面或码头甲板中） | m² | 208 | 55.3203 | 11507
[6 empty] | 0 | 0
[6 empty] | 0 | 0
|  | The Tenderer shall separately list and price below any other items that it considers applicable. | 投标人应另行列出并报价其认为适用的其他项目。 |  |  | 0 | 0
| ADD | Subsoil drains | 地下排水管 | m |  | 0 | 0
| ADD | Secondary Substation Support Structures-EV Charger | 二级变电站支撑结构—电动车充电桩 | No. |  | 0 | 0
| ADD | Leaking Container Bund (PER 006E) | 泄漏集装箱围堰（PER 006E） |  |  | 0 | 0
| ADD | Concrete Barrier w/Internal Fence | 带内部围栏的混凝土隔离栏 | m |  | 0 | 0
| ADD | Truck Line Marking | 卡车车道标线 | m |  | 0 | 0
| ADD | Combine Service | 综合服务 |  |  | 0 | 0
| ADD | -Fire Water Pipe | - 消防给水管道 | m |  | 0 | 0
| ADD | -Hydrant with 50 mm. radius | - 50毫米半径消防栓 | No. |  | 0 | 0
| ADD | -Building Connection Point | - 建筑连接点 | No. |  | 0 | 0
| ADD | -Hose Box | - 水带箱 | No. |  | 0 | 0
| ADD | -Fire Extinguisher | - 灭火器 | No. |  | 0 | 0
| ADD | -Earthwork for Fire Water Pipe under the Existing Slab | - 现有混凝土板下消防给水管土方作业 | m |  | 0 | 0
|  | TOTAL | 合计 |  |  | 0 | 29471443
[6 empty] | 0 | 0
| CLASS G | ELECTRICAL, IT & MECHANICAL (PER 007) | 电气、信息技术及机械（编号007） |  |  | 0 | 0
|  | The Bill of Quantities is based on the Works shown on the Drawings, however it is the Tenderer's responsibility to verify, validate and adapt the items and quantities in accordance with the Employer's Requirements and its design. Any changes from the Tender BoQ shall be clearly highlighted for clarity. | 工程量清单基于图纸所示工程内容，投标人有责任根据业主要求及其设计，核实、验证并调整项目及数量。投标工程量清单的任何变更应明显标注以确保清晰。 |  |  | 0 | 0
|  | All quantities stated are to be verified by and at the risk of the Contractor. The Employer will accept no liability or claim for extensions to the Time for Completion and/or additional payment as a result of any increases or decreases to the quantities stated, unless instructed through the Contract. | 所有数量均由承包商核实并自行承担风险。除非合同明确指示，业主不承担因数量变化引致工期延长及/或额外付款的任何责任或索赔。 | Quantities left blank are to be inserted by the Tenderer to suit its design. |  | 0 | 0
[6 empty] | 0 | 0
| G.1 | Main Substation | 主变电站 |  |  | 0 | 0
| G.1.1 | Power Transformer (Design, Supply and installation and testing) | 电力变压器（设计、供应、安装及试验） |  |  | 0 | 0
452 | G.1.1.1 | 33/11.5 kV, 20/25 MVA, ONAN/ONAF, Dyn11 Power Transformers with OLTC (Approved European make) including Remote Tap Changer Control (RTCC) Panels with AVR (Approved European make). (including all accessories and commissioning) | 33/11.5千伏，20/25兆伏安，ONAN/ONAF，Dyn11带OLTC电力变压器（经批准的欧洲品牌），含带AVR的远程分接头控制（RTCC）面板（经批准的欧洲品牌）（含全部附件及调试） | No. | 2 | 404652.833 | 809306
| G.1.2 | 33kV Main Switchboard (Design, Supply and installation and testing) | 33千伏主配电盘（设计、供应、安装及试验） |  |  | 0 | 0
453 | G.1.2.1 | 33kV Main Switchboard as per PERs and drawings. | 符合PER及图纸要求的33千伏主配电盘 | Sets | 1 | 479449.3827 | 479449
| G.1.3 | 33kV Control & Relay Panels (Design, Supply and installation and testing) | 33千伏控制及继电保护面板（设计、供应、安装及试验） |  |  | 0 | 0
454 | G.1.3.1 | 33kV Control, Relay, and Protection panel for 33kV Main Switchboard as per PERs and drawings. | 符合PER及图纸要求的33千伏主配电盘控制、继电保护面板 | Sets | 1 | 490585.4257 | 490585
| G.1.4 | 11kV Main Switchboard (Design, Supply and installation and testing) | 11千伏主配电盘 （设计、供应、安装及试验） |  |  | 0 | 0
455 | G.1.4.1 | 11kV Main Switchboard as per PERs and drawings. | 依据PER及图纸的11千伏主配电盘。 | Sets | 1 | 552695.3356 | 552695
| G.1.5 | 11kV Generator Switchboard (Design, Supply and installation and testing) | 11千伏发电机配电盘 （设计、供应、安装及测试） |  |  | 0 | 0
456 | G.1.5.1 | 11kV Generator Switchboard as per PERs and drawings. | 依据PER及图纸的11千伏发电机配电盘。 | Sets | 1 | 25122.5153 | 25123
| G.1.6 | 11kV Diesel Generator Sets (Design, Supply and installation and testing) NOTE: LV Diesel Generators with step up transformer also accepted | 11千伏柴油发电机组 （设计、供应、安装及测试）注：亦接受带升压变压器的低压柴油发电机组 |  |  | 0 | 0
457 | G.1.6.1 | 2.5MVA 11kV DG SET, complete with Containorised enclosure, base mounted/side mounted day tank, all other ancillary equipment including exhaust silensor and stack lead to safe distance as per local environment regulation. | 2.5MVA 11千伏柴油发电机组，包含集装箱式机组外壳、基础安装或侧置日油箱及所有其他辅助设备，包括排气消声器和排气管道，排至符合当地环境法规的安全距离。 | Sets | 2 | 576805.3271 | 1153611
458 | G.1.6.2 | 11kV Neutral earthing resistor with Switch panel | 11千伏中性点接地电阻及开关柜 | Sets | 1 | 6411.7141 | 6412
459 | G.1.6.3 | 2MW Resistive load bank including resistor and transformer | 2MW电阻负载组，包含电阻及变压器 | Sets | 1 | 3970.9419 | 3971
| G.1.7 | LV Diesel Generator Set (Design, Supply and installation and testing) | 低压柴油发电机组 （设计、供应、安装及试验） |  |  | 0 | 0
460 | G.1.7.1 | 500kVA LV DG SET, complete with Containorised enclosure, base mounted/side mounted day tank, all other ancillary equipment including exhaust silensor and stack lead to safe distance as per local environment regulation. | 500kVA 低压柴油发电机组，配备集装箱式外壳、基座安装或侧面安装的日用油箱，及所有其他辅助设备，包括排气消声器和排气筒，排放引至安全距离，符合当地环境法规。 | Sets | 1 | 38481.5158 | 38482
| G.1.8 | Auxiliary Transformer (Design, Supply and installation and testing) | 辅助变压器（设计、供应、安装及测试） |  |  | 0 | 0
461 | G.1.8.1 | Supply Installation, Testing, and commissioning of 11/0.415 kV, 500 kVA ONAN, Dyn11 Station Auxiliary Transformers. | 供应、安装、测试及调试11/0.415 kV，500 kVA ONAN，Dyn11型车站辅助变压器。 | Sets | 2 | 25843.234 | 51686
| G.1.9 | LV Main Switchboard (Design, Supply and installation and testing) | 低压主配电板（设计、供应、安装及测试） |  |  | 0 | 0
462 | G.1.9.1 | LV Main Switchboard as per project specifications and SLD. | 符合项目规格及单线图要求的低压主配电板。 | Sets | 1 | 19449.2358 | 19449
463 | G.1.9.2 | Power Factor correction | 功率因数校正 | Sets | 1 | 12010.8 | 12011
464 | G.1.9.3 | High Mast switchboard | 高桅杆配电板 | Sets | 1 | 19449.2358 | 19449
| G.1.10 | UPS (Design, Supply and installation and testing) | 不间断电源（设计、供应、安装及测试） |  |  | 0 | 0
465 | G.1.10.1 | TBC kVA UPS including batteries | 待定功率kVA不间断电源，包括电池。 | Sets | 1 | 84773.4183 | 84773
| G.1.11 | DC Battery & Charger (Design, Supply and installation and testing) | 直流电池及充电器 （设计、供应、安装及测试） |  |  | 0 | 0
466 | G.1.11.1 | DC systems comprising of batteries (M-type Battery) , chargers, DC distribution boards and fuse box as per the PERs and Drawings. | 直流系统，包括电池（M型电池）、充电器、直流配电盘及熔断器箱，依据PER及图纸要求。 | Sets | 1 | 32002.5321 | 32003
| G.1.12 | LVAC Installation (Design, Supply and installation and testing) | 低压交流安装（设计、供应、安装及测试） |  |  | 0 | 0
467 | G.1.12.1 | Complete LVAC installation inclusive of distribution boards, Normal and Emergency light fixtures, sockets, cable trays, accessories; and, support systems for a complete and operable installation (including all LV, data and signal cabling within the substation.) | 完整的低压交流安装，包括配电盘、正常及应急灯具、插座、电缆桥架及配件；以及支持系统，确保安装完整且可操作（含变电所内部所有低压、电力、数据及信号电缆敷设）。 | Lot | 1 | 60054 | 60054
| G.1.13 | Containment (Design, Supply and installation and testing) | 夹套（设计、供应、安装及测试） |  |  | 0 | 0
468 | G.1.13.1 | Hot-dip galvanized cable tray works (Perforated/Ladder type) for all power/control cables laid in concrete trench/cable cellar including necessary supports & its accessories, cables ladders and draw pits. | 热浸镀锌电缆桥架工程（穿孔/梯式），适用于所有埋设于混凝土沟槽或电缆地下室内的动力及控制电缆，包括必要的支撑及其附件、电缆梯和拉挖井。 | Lot | 1 | 7849.1046 | 7849
| G.1.14 | Fire alarms (Design, Supply and installation and testing) | 火灾报警系统（设计、供应、安装及测试） |  |  | 0 | 0
469 | G.1.14.1 | Fire detection & alarm system, to cover the, DG areas, elelctrical rooms, transformer yards etc, as per NFPA, and local requirements | 消防探测及报警系统，覆盖柴油发电机区、电气室、变压器场等，符合NFPA及当地相关要求 | Lot | 1 | 20781.0255 | 20781
| G.1.15 | Mechanical Installation (Design, Supply and installation and testing) | 机械安装（设计、供应、安装及测试） |  |  | 0 | 0
470 | G.1.15.1 | Heating Ventilation and Air conditioning(HVAC) systems in accordance with the PERs and Drawings. Ten sets of split-type floor-standing air conditioners shall be provided, each with a cooling capacity of 7.2kW. Six sets of split-type wall-mounted air conditioners shall be provided, each with a cooling capacity of 3.5kW. | 暖通空调（HVAC）系统，符合PER及图纸要求。提供十套分体式立地空调，每套制冷量7.2 kW；提供六套分体式挂壁空调，每套制冷量3.5 kW。 | Lot | 1 | 18016.2 | 18016
471 | G.1.15.2 | Industrial type, acid proof, Explosion proof Exhaust fan with Auto timer operation) with non-returnable louvers in Battery room.Air volume 5000 m³/h, pressure 250 Pa | 电池房配备工业型耐酸、防爆排风扇（带自动定时器），设有防回流百叶。风量5000 m³/h，风压250 Pa。 | Lot | 4 | 3603.24 | 14413
472 | G.1.15.3 | Industrial type, acid proof, Explosion proof Exhaust fan with Auto timer operation) with non-returnable louvers in Basement.Air volume 2000 m³/h, static pressure 250 Pa | 地下室配备工业型耐酸、防爆排风扇（带自动定时器），设有防回流百叶。风量2000 m³/h，静压250 Pa。 | Lot | 4 | 3603.24 | 14413
473 | G.1.15.4 | Supply, Installation, Testing and commissioning of an under ground double bunded steel oil storage tank with all appertunances, instruments, flame arrestor, vent, drain, inlet, outlet nozzles, fixing bolts on the foundation, required sacrificial anode type cathodic protection,earthing boss and all other accessories in accordance with the PERs and Drawings. | 供应、安装、测试及调试一座地下双层钢制油罐，配备所有附属设备、仪表、阻火器、通风口、排水口、进出口法兰、基础固定螺栓、所需牺牲阳极式阴极保护装置、接地端子及依据PERs及图纸所列的所有其他附件。 | Lot | 1 | 24021.6 | 24022
474 | G.1.15.5 | 1 Working +1 Standby fuel oil unloading pumps with required motors, filters, valves,and skid piping, instruments etc. | 1台运行及1台备用燃油卸载泵，配备所需电机、过滤器、阀门、管路滑架、仪表等。 | Lot | 1 | 24021.6 | 24022
475 | G.1.15.6 | 1 Working +1 Standby) fuel oil Transfer pumps with motors, filters, valves,and skid piping, instruments etc. | 1台运行及1台备用燃油输送泵，配备电机、过滤器、阀门、管路滑架、仪表等。 | Lot | 1 | 24021.6 | 24022
476 | G.1.15.7 | Supply , Installation, of required portable fire extinguishers to cover the proposed substation compound , DG areas, elelctrical rooms, transformer yards etc, as per NFPA, and local requirements. | 依据美国消防协会（NFPA）及当地法规要求，供应及安装覆盖拟建变电站厂区、柴油发电机区域、电气室、变压器场地等的便携式灭火器。 | Lot | 1 | 6005.4 | 6005
| G.1.16 | Earthing & Lightning Protection (Design, Supply and installation and testing) | 接地与避雷保护（设计、供应、安装及测试） |  |  | 0 | 0
477 | G.1.16.1 | Earthing and Lightning protection systems (Indoor and Outdoor) as per the PERs and Drawings. | 按照PERs和图纸的室内外接地及避雷保护系统。 | Lot | 1 | 0 | 0
478 | G.1.16.1.1 | 25mm x 4mm copper tape | 25毫米×4毫米铜带 | m | 13000 | 7.2167 | 93817
479 | G.1.16.1.2 | Φ10 Hot-dip Galvanised Steel Rod | Φ10热浸镀锌钢棒 | m | 500 | 7.2167 | 3608
480 | G.1.16.1.3 | 20mm，3.0M LONG CU,EARTH | 20毫米，3.0米长铜接地体 | No. | 100 | 77.6709 | 7767
481 | G.1.16.1.4 | 20mm，DIA,3600mm long CU ground rod with cover | 20毫米，直径，3600毫米长带盖铜接地棒 | No. | 150 | 77.6709 | 11651
482 | G.1.16.1.5 | Bare copper conductor, 95mm² | 裸铜导体，95平方毫米 | m | 500 | 7.2167 | 3608
483 | G.1.16.1.6 | COPPER WIRE, 70mm² | 铜线，70平方毫米 | m | 100 | 7.2167 | 722
| G.1.17.1 | Miscellaneous works not identified above but required to make the installation complete for achieving fully functional substation as per PERs and Drawings (Contractor to list the activities and indicate the item wise price for the same in the respective column). | 上述未明确列出但根据PER和图纸要求，为实现变电站完全功能所需完成的零星工程（承包商应列出各项活动，并在相应栏中标明逐项价格）。 |  |  | 0 | 0
| G.1.17.1 | Miscellaneous works not identified above but required to make the installation complete for achieving fully functional substation as per PERs and Drawings (Contractor to list the activities and indicate the item wise price for the same in the respective column). | 上述未明确列出但根据PER和图纸要求，为实现变电站完全功能所需完成的零星工程（承包商应列出各项活动，并在相应栏中标明逐项价格）。 |  |  | 0 | 0
|  | SUBTOTAL - Main Substation | 小计 - 主变电站 |  |  | 0 | 0
[6 empty] | 0 | 0
| G.2 | Secondary Substations | 次级变电站 |  |  | 0 | 0
| G.2.1 | STS Substation (Design, Supply and installation and testing) | STS变电站（设计、供应、安装及测试） |  |  | 0 | 0
484 | G.2.1.1 | 11kV STS Containerised switchroom Standard ISO 40' or High Cube Container or Metal Containerised Electrical Substation Building comprising of following but not limited to: 1. 11KV GIS Switchboard 2. Earthing and Lightning protection systems (Indoor and Outdoor) as per the PERs and Drawings. 3. All other equipment as detailed in the PERs and Drawings. | 11kV STS集装箱式开关室 标准ISO 40英尺或高箱集装箱，或金属集装箱式电气变电站建筑，包括但不限于： 1. 11kV GIS开关柜 2. 根据PER和图纸的接地及防雷系统（室内与室外）。 3. PER和图纸中详细列明的所有其他设备。 | No. | 1 | 755284.0573 | 755284
485 | G.2.1.2 | LV STS Containerised switchroom Standard ISO 40' or High Cube Container or Metal Containerised Electrical Substation Building comprising of following but not limited to: 1. Hermatically Sealed 11/1 kV, 500KVA, Indoor duty suitable, ONAN, Dyn11, Off Circuit Tap Link +5 to -10% @ 2.5% step, Oil cooled Transformer 2. LV Switchboard 3. Distrbution Board - LDB, PDB etc. within enclosure 4. Earthing and Lightning protection systems (Indoor and Outdoor) as per the PERs and Drawings. 5. All other equipment as detailed in the PERs and Drawings. | 低压STS集装箱式开关室 标准ISO 40英尺或高箱集装箱，或金属集装箱式电气变电站建筑，包括但不限于： 1. 气密封11/1千伏，500KVA，适用于室内工作，ONAN，Dyn11，断路器旁路抽头+5%至-10%，步长2.5%，油冷变压器 2. 低压配电盘 3. 配电板 - LDB、PDB等，带机壳 4. 接地及防雷系统（室内及室外），符合相关规范及图纸。 5. PER和图纸中详细列明的所有其他设备。 | No. | 1 | 468499.4679 | 468499
486 | G.2.1.3 | 500kVA LV DG SET, complete with Containorised enclosure, base mounted/side mounted day tank, all other ancillary equipment including exhaust silensor and stack lead to safe distance as per local environment regulation. | 500kVA 低压柴油发电机组，配备集装箱式外壳、基座安装或侧面安装的日用油箱，及所有其他辅助设备，包括排气消声器和排气筒，排放引至安全距离，符合当地环境法规。 | Sets | 1 | 4420.0613 | 4420
| G.2.2 | eRTG Substations (Design, Supply and installation and testing) | eRTG 变电站（设计、供应、安装及试验） |  |  | 0 | 0
487 | G.2.2.1 | 2000 kVA 11kV/1000V eRTG Containerized substation Standard ISO 40' or High Cube Container or Metal Containerised Electrical Substation Building comprising of following but not limited to: 1. 11KV Ring Main Unit (RMU) 2. Hermatically Sealed 11/1 kV, 2000KVA, Indoor duty suitable, ONAN, Dyn11, Off Circuit Tap Link +5 to -10% @ 2.5% step, Oil cooled Transformer 3. LV Switchboard 4. Auxilary Transformer and Distrbution Board - LDB, PDB etc. within enclosure 5. Earthing and Lightning protection systems (Indoor and Outdoor) as per the PERs and Drawings. 6. All other equipment as detailed in the PERs and Drawings. | 2000 kVA 11kV/1000V eRTG 集装箱式变电站 符合ISO标准的40英尺或高箱集装箱，或金属集装箱式电气变电站建筑，包括但不限于： 1. 11kV 环网单元 (RMU) 2. 气密封 11/1 千伏、2000 kVA、适用于室内工作的 ONAN、Dyn11、断路器旁路抽头 +5%至 -10% @ 2.5% 步长的油浸式变压器 3. 低压配电盘 4. 辅助变压器及配电盘——LDB、PDB 等，均置于封闭箱体内 5. 接地及防雷系统（室内及室外），根据PER及图纸要求。 6. PER和图纸中详细列明的所有其他设备。 | No. | 4 | 137354.5255 | 549418
| G.2.3 | Reefer Substations (Design, Supply and installation and testing) | 冷藏变电站（设计、供应、安装及测试） |  |  | 0 | 0
488 | G.2.3.1 | 1600 kVA 11kV/1000V eRTG Containerized substation Standard ISO 40' or High Cube Container or Metal Containerised Electrical Substation Building comprising of following but not limited to: 1. 11KV Ring Main Unit (RMU) 2. Hermatically Sealed 11/1 kV, 1600KVA, Indoor duty suitable, ONAN, Dyn11, Off Circuit Tap Link +5 to -10% @ 2.5% step, Oil cooled Transformer 3. LV Switchboard 4. Distrbution Board - LDB, PDB etc. within enclosure 5. Earthing and Lightning protection systems (Indoor and Outdoor) as per the PERs and Drawings. 6. All other equipment as detailed in the PERs and Drawings. | 1600 kVA 11kV/1000V eRTG集装箱式变电站 符合ISO标准40英尺或高箱集装箱，或金属集装箱式电气变电站建筑，包含但不限于以下内容： 1. 11kV环网单元（RMU） 2. 气密封11/1千伏，1600 kVA，适用于室内工作，ONAN油浸式变压器，Dyn11联结，带离线抽头开关+5%至-10%，步进幅度2.5% 3. 低压配电盘 4. 配电板——低压配电箱（LDB）、功率配电板（PDB）等，均安装于箱体内 5. 接地及防雷系统（室内及室外），根据PER及图纸要求。 6. PER和图纸中详细列明的所有其他设备。 | No. | 4 | 146008.5862 | 584034
|  | SUBTOTAL - Secondary Substations | 小计 - 次级变电站 |  |  | 0 | 0
[6 empty] | 0 | 0
| G.3 | HV Cabling | 高压电缆 |  |  | 0 | 0
| G.3.1 | HV Cabling from Main Substation (Design, Supply, installation and testing) | 主变电站高压电缆 (设计、供应、安装及测试) |  |  | 0 | 0
489 | G.3.1.1 | HV Cabling from 33kV Main Switchboard to TX-1 (Contractor to quantify and itemise) ZR-YJV32-21/35kV 2(3x185) | 33千伏主配电盘至TX-1高压电缆（承包商负责计量及列项） ZR-YJV32-21/35kV 2(3x185) | m | 300 | 333.9002 | 100170
490 | G.3.1.2 | HV Cabling from 33kV Main Switchboard to TX-2 (Contractor to quantify and itemise) ZR-YJV22-21/35kV 2(3x185) | 33千伏主配电盘至TX-2高压电缆（承包商负责计量及列项） ZR-YJV22-21/35kV 2(3x185) | m | 50 | 333.9002 | 16695
491 | G.3.1.3 | HV Cabling from TX-1 to 11kV Main Switchboard Bus-A (Contractor to quantify and itemise) ZR-YJV22-8.7/15kV 4(3x185) | TX-1至11千伏主配电盘母线-A高压电缆（承包商负责计量及列项） ZR-YJV22-8.7/15kV 4(3x185) | m | 50 | 667.8005 | 33390
492 | G.3.1.4 | HV Cabling from TX-2 to 11kV Main Switchboard Bus-B (Contractor to quantify and itemise) ZR-YJV22-8.7/15kV 4(3x185) | TX-2至11千伏主配电盘母线-B高压电缆（承包商负责计量及列项） ZR-YJV22-8.7/15kV 4(3x185) | m | 50 | 667.8005 | 33390
493 | G.3.1.5 | HV Cabling from 11kV Main Switchboard Bus-A to 11kV Generator Switchboard (Contractor to quantify and itemise) ZR-YJV22-8.7/15kV 2(3x240) | 从11千伏主配电盘母线-A至11千伏发电机配电盘的高压电缆（由承包商自行计量并分项列明） ZR-YJV22-8.7/15kV 2(3x240) | m | 330 | 387.2091 | 127779
494 | G.3.1.6 | HV Cabling from 11kV Main Switchboard Bus-B to 11kV Generator Switchboard (Contractor to quantify and itemise) ZR-YJV22-8.7/15kV 2(3x240) | 从11千伏主配电盘母线-B至11千伏发电机配电盘的高压电缆（由承包商自行计量并分项列明） ZR-YJV22-8.7/15kV 2(3x240) | m | 30 | 387.2091 | 11616
495 | G.3.1.7 | HV Cabling from 11kV Main Switchboard Bus-A to Aux-Tx (Contractor to quantify and itemise) ZR-YJV22-8.7/15kV 3x95 | 从11千伏主配电盘母线-A至辅助变压器的高压电缆（由承包商自行计量并分项列明） ZR-YJV22-8.7/15kV 3x95 | m | 630 | 80.4724 | 50698
496 | G.3.1.8 | HV Cabling from 11kV Main Switchboard Bus-B to Aux-Tx (Contractor to quantify and itemise) ZR-YJV22-8.7/15kV 3x95 | 从11千伏主配电盘母线-B至辅助变压器的高压电缆（由承包商自行计量并分项列明） ZR-YJV22-8.7/15kV 3x95 | m | 30 | 80.4724 | 2414
497 | G.3.1.9 | HV Cabling from 11kV Main Switchboard Bus-A to SS-eRTG-01 (Contractor to quantify and itemise) ZR-YJV22-8.7/15kV 2(3x240) | 从11千伏主配电盘母线-A至SS-eRTG-01的高压电缆（承包商负责计量并逐项列明） ZR-YJV22-8.7/15kV 2(3x240) | m | 380 | 387.2091 | 147139
498 | G.3.1.10 | HV Cabling from 11kV eRTG-SS-01 to SS-eRTG-02 (Contractor to quantify and itemise) ZR-YJV22-8.7/15kV 2(3x240) | 从11千伏eRTG-SS-01至SS-eRTG-02的高压电缆（承包商负责计量并逐项列明） ZR-YJV22-8.7/15kV 2(3x240) | m | 200 | 387.2091 | 77442
499 | G.3.1.11 | HV Cabling from 11kV eRTG-SS-02 to SS-eRTG-03 (Contractor to quantify and itemise) ZR-YJV22-8.7/15kV 3x240 | 从11千伏eRTG-SS-02至SS-eRTG-03的高压电缆（承包商负责计量并逐项列明） ZR-YJV22-8.7/15kV 3x240 | m | 70 | 193.6046 | 13552
500 | G.3.1.12 | HV Cabling from 11kV eRTG-SS-03 to SS-eRTG-04 (Contractor to quantify and itemise) ZR-YJV22-8.7/15kV 2(3x240) | 从11千伏eRTG-SS-03至SS-eRTG-04的高压电缆（承包商负责计量并逐项列明） ZR-YJV22-8.7/15kV 2(3x240) | m | 30 | 387.2091 | 11616
501 | G.3.1.13 | HV Cabling from 11kV eRTG-SS-04 to 11kV Main Switchboard Bus-B (Contractor to quantify and itemise) ZR-YJV22-8.7/15kV 2(3x240) | 从11kV eRTG-SS-04至11kV主配电盘母线-B的高压电缆（由承包商计量及列项） ZR-YJV22-8.7/15kV 2(3x240) | m | 430 | 387.2091 | 166500
502 | G.3.1.14 | HV Cabling from 11kV Main Switchboard Bus-A to SS-REF-01 (Contractor to quantify and itemise) ZR-YJV22-8.7/15kV 2(3x240) | 从11kV主配电盘母线-A至SS-REF-01的高压电缆（由承包商计量及列项） ZR-YJV22-8.7/15kV 2(3x240) | m | 400 | 387.2091 | 154884
503 | G.3.1.15 | HV Cabling from 11kV SS-REF-01 to SS-REF-02 (Contractor to quantify and itemise) ZR-YJV22-8.7/15kV 2(3x185) | 从11kV SS-REF-01至SS-REF-02的高压电缆（由承包商计量及列项） ZR-YJV22-8.7/15kV 2(3x185) | m | 370 | 333.9002 | 123543
504 | G.3.1.16 | HV Cabling from 11kV SS-REF-02 to SS-REF-03 (Contractor to quantify and itemise) ZR-YJV22-8.7/15kV 3x240 | 从11kV SS-REF-02至SS-REF-03的高压电缆（由承包商计量及列项） ZR-YJV22-8.7/15kV 3x240 | m | 150 | 193.6046 | 29041
505 | G.3.1.17 | HV Cabling from 11kV SS-REF-03 to SS-REF-04 (Contractor to quantify and itemise) ZR-YJV22-8.7/15kV 2(3x185) | 从11千伏SS-REF-03到SS-REF-04的高压电缆（承包商需计算并分项列明） ZR-YJV22-8.7/15kV 2(3x185) | m | 70 | 333.9002 | 23373
506 | G.3.1.18 | HV Cabling from 11kV eRTG-SS-04 to 11kV Main Switchboard Bus-B (Contractor to quantify and itemise) ZR-YJV22-8.7/15kV 2(3x240) | 从11kV eRTG-SS-04至11kV主配电盘母线-B的高压电缆（由承包商计量及列项） ZR-YJV22-8.7/15kV 2(3x240) | m | 380 | 387.2091 | 147139
507 | G.3.1.19 | HV Cabling from 11kV Main Switchboard Bus-A to SS-STS-01 (Contractor to quantify and itemise) ZR-YJV22-8.7/15kV 3(3x240) | 从11千伏主配电盘母线-A到SS-STS-01的高压电缆（承包商需计算并分项列明） ZR-YJV22-8.7/15kV 3(3x240) | m | 480 | 580.8137 | 278791
508 | G.3.1.20 | HV Cabling from 11kV SS-STS-01 to 11kV Main Switchboard Bus-B (Contractor to quantify and itemise) ZR-YJV22-8.7/15kV 2(3x240) | 从11千伏SS-STS-01到11千伏主配电盘母线-B的高压电缆（承包商需计算并分项列明） ZR-YJV22-8.7/15kV 2(3x240) | m | 480 | 387.2091 | 185860
509 | G.3.1.21 | HV Cabling from 11kV Generator Switchboard to EDG-1 (Contractor to quantify and itemise) ZR-YJV22-8.7/15kV 2(3x240) | 从11千伏发电机配电盘到EDG-1的高压电缆（承包商需计算并分项列明） ZR-YJV22-8.7/15kV 2(3x240) | m | 100 | 387.2091 | 38721
510 | G.3.1.22 | HV Cabling from 11kV Generator Switchboard to EDG-2 (Contractor to quantify and itemise) ZR-YJV22-8.7/15kV 2(3x240) | 从11千伏发电机配电盘至EDG-2的高压电缆（承包商负责计量及列项） ZR-YJV22-8.7/15kV 2(3x240) | m | 100 | 387.2091 | 38721
511 | G.3.1.23 | HV Cabling from 11kV Generator Switchboard to Loadbank (Contractor to quantify and itemise) ZR-YJV22-8.7/15kV 2(3x240) | 从11千伏发电机配电盘至负载箱的高压电缆（承包商负责计量及列项） ZR-YJV22-8.7/15kV 2(3x240) | m | 100 | 387.2091 | 38721
| G.3.2 | HV Cabling from STS Substation (Design, Supply, installation and testing) | 来自STS变电站的高压电缆 (设计、供应、安装及测试) |  |  | 0 | 0
512 | G.3.2.1 | HV Cabling from 11kV SS-STS-01 to STS-PIT-01 (Contractor to quantify and itemise) ZR-YJV22-8.7/15kV 3x95 | 从11千伏STS-STS-01至STS-PIT-01的高压电缆（承包商负责计量及列项） ZR-YJV22-8.7/15kV 3x95 | m | 100 | 80.4724 | 8047
513 | G.3.2.2 | HV Cabling from 11kV SS-STS-01 to STS-PIT-01 (Contractor to quantify and itemise) ZR-YJV22-8.7/15kV 3x95 | 从11千伏STS-STS-01至STS-PIT-01的高压电缆（承包商负责计量及列项） ZR-YJV22-8.7/15kV 3x95 | m | 100 | 80.4724 | 8047
514 | G.3.2.3 | HV Cabling from 11kV SS-STS-01 to STS-PIT-02 (Contractor to quantify and itemise) ZR-YJV22-8.7/15kV 3x95 | 从11千伏STS-STS-01至STS-PIT-02的高压电缆（承包商负责计量及列项） ZR-YJV22-8.7/15kV 3x95 | m | 95 | 80.4724 | 7645
515 | G.3.2.4 | HV Cabling from 11kV SS-STS-01 to STS-PIT-02 (Contractor to quantify and itemise) ZR-YJV22-8.7/15kV 3x95 | 从11千伏STS-STS-01至STS-PIT-02的高压电缆（承包商负责计量及列项） ZR-YJV22-8.7/15kV 3x95 | m | 95 | 80.4724 | 7645
516 | G.3.2.5 | HV Cabling from 11kV SS-STS-01 to STS-PIT-03 (Contractor to quantify and itemise) ZR-YJV22-8.7/15kV 3x95 | 从11kV主变电站SS-STS-01至STS-PIT-03的高压电缆（承包商计量并分项列出） ZR-YJV22-8.7/15kV 3x95 | m | 220 | 80.4724 | 17704
517 | G.3.2.6 | HV Cabling from 11kV SS-STS-01 to STS-PIT-03 (Contractor to quantify and itemise) ZR-YJV22-8.7/15kV 3x95 | 从11kV主变电站SS-STS-01至STS-PIT-03的高压电缆（承包商计量并分项列出） ZR-YJV22-8.7/15kV 3x95 | m | 220 | 80.4724 | 17704
518 | G.3.2.7 | HV Cabling from 11kV SS-STS-01 to STS-PIT-04 (Contractor to quantify and itemise) ZR-YJV22-8.7/15kV 3x95 | 从11kV主变电站SS-STS-01至STS-PIT-04的高压电缆（承包商计量并分项列出） ZR-YJV22-8.7/15kV 3x95 | m | 230 | 80.4724 | 18509
|  | SUBTOTAL - HV Cabling | 高压电缆小计 |  |  | 0 | 0
[6 empty] | 0 | 0
| G.4 | LV Cabling - External to substations | 外部至变电站的低压电缆 |  |  | 0 | 0
| G.4.1 | LV Cabling from Main Substation (Design, Supply, installation and testing) | 来自主变电站的低压电缆 (设计、供应、安装及测试) | m |  | 0 | 0
519 | G.4.1.1 | LV Cabling from Main Substation LV Switchboard to Out Gate (Contractor to quantify and itemise) ZR-YJV22-0.6/1kV 3(3x185+95) | 从主变电站低压配电盘至出入口的低压电缆（承包商计量并分项列出） ZR-YJV22-0.6/1kV 3(3x185+95) | m | 520 | 387.2339 | 201362
520 | G.4.1.2 | LV Cabling from Main Substation LV Switchboard to Customs Office (Contractor to quantify and itemise) ZR-YJV22-0.6/1kV 2(3x185+95) | 从主变电站低压配电盘至海关办公室的低压电缆（由承包商计算并逐项列出） ZR-YJV22-0.6/1kV 2(3x185+95) | m | 700 | 258.156 | 180709
521 | G.4.1.3 | LV Cabling from Main Substation LV Switchboard to Fire Pump House (Contractor to quantify and itemise) NH-YJV22-0.6/1kV 3x95+95 | 从主变电站低压配电盘至消防泵房的低压电缆（由承包商计算并逐项列出） NH-YJV22-0.6/1kV 3x95+95 | m | 4000 | 107.2965 | 429186
522 | G.4.1.4 | LV Cabling from Main Substation LV Switchboard to Security Office (Contractor to quantify and itemise) ZR-YJV22-0.6/1kV 3x25+16 | 从主变电站低压配电盘至保安办公室的低压电缆（由承包商计算并逐项列出） ZR-YJV22-0.6/1kV 3x25+16 | m | 690 | 19.8152 | 13672
523 | G.4.1.5 | LV Cabling from Main Substation High Mast switchboard to High Mast FECs (Contractor to quantify and itemise) ZR-YJV22-0.6/1kV 3(3x240+2x120) | 从主变电站高杆开关盘至高杆区FEC的低压电缆（由承包商计算并逐项列出） ZR-YJV22-0.6/1kV 3(3x240+2x120) | m | 500 | 580.3918 | 290196
| G.4.2 | LV Cabling from STS Substation (Design, Supply, installation and testing) | STS变电站低压电缆敷设 (设计、供应、安装及测试) |  |  | 0 | 0
524 | G.4.2.1 | LV Cabling from STS Substation LV Switchboard to X-Ray scanner (Contractor to quantify and itemise) ZR-YJV22-0.6/1kV 4x16 | STS变电站低压配电盘至X射线扫描仪的低压电缆敷设（由承包商计量并分项列明） ZR-YJV22-0.6/1kV 4x16 | m | 460 | 14.6163 | 6724
525 | G.4.2.2 | LV Cabling from STS Substation LV Switchboard to Lashing toilet block (Contractor to quantify and itemise) ZR-YJV22-0.6/1kV 3x25+16 | STS变电站低压配电盘至捆扎厕所区的低压电缆敷设（由承包商计量并分项列明） ZR-YJV22-0.6/1kV 3x25+16 | m | 150 | 19.8152 | 2972
526 | G.4.2.3 | LV Cabling from STS Substation LV Switchboard to Fire Pump House (Contractor to quantify and itemise) NH-YJV22-0.6/1kV 3x25+16 | STS变电站低压配电盘至消防泵房的低压电缆敷设（由承包商计量并分项列明） NH-YJV22-0.6/1kV 3x25+16 | m | 200 | 19.8152 | 3963
527 | G.4.2.4 | LV Cabling from STS Substation High Mast switchboard to High Mast FECs (Contractor to quantify and itemise) ZR-YJV22-0.6/1kV 3(3x240+2x120) | STS变电站高杆灯配电盘至高杆灯FEC的低压电缆敷设（由承包商计量并分项列明） ZR-YJV22-0.6/1kV 3(3x240+2x120) | m | 200 | 580.3918 | 116078
| G.4.3 | LV Cabling from Reefer Substation (Design, Supply, installation and testing) | 冷藏变电站低压电缆 (设计、供应、安装及测试) |  |  | 0 | 0
528 | G.4.3.1 | LV Cabling from Reefer Substation to Reefer Racks (Contractor to quantify and itemise) ZR-YJV22-0.6/1kV 3x25+16 | 冷藏变电站至冷藏货架低压电缆（承包商计量及明细列项） ZR-YJV22-0.6/1kV 3x25+16 | m | 2000 | 19.8152 | 39630
| G.4.4 | LV Cabling from eRTG Substation (Design, Supply, installation and testing) | eRTG变电站低压电缆（设计、供应、安装及测试） |  |  | 0 | 0
529 | G.4.4.1 | LV Cabling from eRTG Substations to eRTG Feeder Pillars (Contractor to quantify and itemise) ZR-YJV22-0.6/1kV 3x185+95 | eRTG变电站至eRTG馈线柱低压电缆（承包商计量及明细列项） ZR-YJV22-0.6/1kV 3x185+95 | m | 2000 | 129.078 | 258156
| G.4.5 | Others (Design, Supply, installation and testing) | 其他 (设计、供应、安装及测试) |  |  | 0 | 0
| G.4.5.1 | All other items not covered above which are required to provide a complete installation (Contractor to quantify and itemise) | 其他完成安装所需项目（承包商计量及明细列项） | m |  | 0 | 0
|  | SUBTOTAL - LV Cabling | 低压电缆小计 |  |  | 0 | 0
[6 empty] | 0 | 0
| G.5 | Lighting | 照明 |  |  | 0 | 0
| G.5.1 | High Mast Tower (Design, Supply, installation and testing) | 高杆灯塔 (设计、供应、安装及测试) |  |  | 0 | 0
530 | G.5.1.1 | High Mast 45m with lowerable headframe | 带可降式顶部架的45米高杆灯 | No. | 20 | 47688.1806 | 953764
531 | G.5.1.2 | High Mast 25m with lowerable headframe | 带可降式顶部架的25米高杆灯 | No. | 12 | 47688.1806 | 572258
| G.5.2 | High Mast Light fittings (Design, Supply, installation and testing) | 高杆灯灯具 (设计、供应、安装及测试) |  |  | 0 | 0
532 | G.5.2.1 | LED High Mast light fittings including drivers and cabling | LED高杆灯灯具，包括驱动器和电缆敷设 | No. | 32 | 10493.7531 | 335800
| G.5.3 | High Mast Field Equipment Cabinets (FEC) - (Design, Supply, installation and testing) | 高杆灯现场设备柜（FEC） (设计、供应、安装及测试) |  |  | 0 | 0
533 | G.5.3.1 | Field Equipment cabinet | 现场设备柜 | No. | 32 | 5101.5823 | 163251
| G.5.4 | Other - (Design, Supply, installation and testing) | 其他 - (设计、供应、安装及测试) |  |  | 0 | 0
| G.5.4.1 | All other items not covered above which are required to provide a complete installation (Contractor to itemise) | 上述未涵盖的所有其他完成安装所需项目（承包商须逐项列明） |  |  | 0 | 0
534 | G.5.4.1.1 | ZR-YJV22-0.6/1kV 4x16 | ZR-YJV22-0.6/1kV 4x16 | m | 2500 | 0 | 0
|  | SUBTOTAL - Lighting | 小计 - 照明 |  |  | 0 | 0
| G.6 | STS Pits | STS 坑 |  |  | 0 | 0
| G.6.1 | STS Crane Junction Boxes (Design, Supply, installation and testing) | STS 起重机接线盒 (设计、供应、安装及测试) |  |  | 0 | 0
535 | G.6.1.1 | 11kV STS Pug & Socket | 11kV STS 插头和插座 | No. | 7 | 170.7893 | 1196
| G.6.2 | STS Pit LVAC Installation (Design, Supply, installation and testing) | STS 坑低压交流安装 (设计、供应、安装及测试) |  |  | 0 | 0
536 | G.6.2.1 | STS PIT LVAC Installation | STS 坑低压交流安装 | No. | 4 | 8744.7942 | 34979
| G.6.3 | LV Cabling & Containment (Design, Supply, installation and testing) | 低压电缆及夹套 (设计、供应、安装及测试) |  |  | 0 | 0
537 | G.6.3.1 | All necessary cabling and containment | 所有必要的电缆敷设及夹套 | lot | 4 | 8744.7942 | 34979
| G.6.4 | Other (Design, Supply, installation and testing) | 其他 (设计、供应、安装及测试) |  |  | 0 | 0
| G.6.4.1 | All other items not covered above which are required to provide a complete installation (Contractor to itemise) | 上述未涵盖的所有其他完成安装所需项目（承包商须逐项列明） |  |  | 0 | 0
|  | SUBTOTAL - STS Pits | 小计 - STS 凹坑 |  |  | 0 | 0
[6 empty] | 0 | 0
| G.7 | Reefer Power Supply | 冷藏柜电源供应 |  |  | 0 | 0
| G.7.1 | Reefer Rack Main LV Panelboard (Design, Supply, installation and testing) | 冷藏柜主低压配电箱 (设计、供应、安装及测试) |  |  | 0 | 0
538 | G.7.1.1 | 630A LV Panel board located at ground floor | 位于底层的630A低压配电箱 | No. | 24 | 5101.5823 | 122438
| G.7.2 | Reefer Rack Level Panelboards (Design, Supply, installation and testing) | 冷藏柜标高配电箱 (设计、供应、安装及测试) |  |  | 0 | 0
539 | G.7.2.1 | 160A LV Panel board located at Level 1 | 位于标高1的160A低压配电箱 | No. | 24 | 3507.3985 | 84178
540 | G.7.2.2 | 160A LV Panel board located at Level 2 | 位于标高2的160A低压配电箱 | No. | 24 | 3507.3985 | 84178
541 | G.7.2.3 | 160A LV Panel board located at Level 3 | 位于标高3的160A低压配电箱 | No. | 24 | 3507.3985 | 84178
542 | G.7.2.4 | 160A LV Panel board located at Level 4 | 位于标高4的160A低压配电箱 | No. | 24 | 3507.3985 | 84178
| G.7.3 | Reefer Sockets (Design, Supply, installation and testing) | 冷藏插座 (设计、供应、安装及测试) |  |  | 0 | 0
543 | G.7.3.1 | 32A IP67 Reefer sockets | 32A IP67 冷藏插座 | No. | 644 | 3.5355 | 2277
| G.7.4 | Reefer rack lighting and small power (Design, Supply, installation and testing) | 冷藏货架照明及小功率电源 (设计、供应、安装及测试) |  |  | 0 | 0
544 | G.7.4.1 | LV Distribution Board located at Level 1 | 位于标高1层的低压配电柜 | No. | 24 | 1594.3781 | 38265
545 | G.7.4.2 | LED Light fittings | LED 灯具 | No. | 408 | 87.1405 | 35553
546 | G.7.4.3 | 16A IP67 Maintenance sockets | 16A IP67 维修插座 | No. | 24 | 2.2602 | 54
| G.7.5 | Reefer Rack Cabling (Design, Supply, installation and testing) | 冷藏货架电缆敷设 (设计、供应、安装及测试) |  |  | 0 | 0
| G.7.5.1 | LV Cabling to be installed within the reefer racks (Contractor to quantify and itemise) | 安装于冷藏货架内的低压电缆（承包商负责定量并逐项列出） | lot |  | 0 | 0
547 | G.7.5.1.1 | ZR-YJV22-0.6/1kV 3x150+70 | ZR-YJV22-0.6/1kV 3x150+70 | m | 150 | 98.2853 | 14743
548 | G.7.5.1.2 | ZR-YJV22-0.6/1kV 3x25+16 | ZR-YJV22-0.6/1kV 3x25+16 | m | 6000 | 20.9971 | 125983
549 | G.7.5.1.3 | ZR-YJV22-0.6/1kV 4x16 | ZR-YJV22-0.6/1kV 4x16 | m | 6000 | 15.6497 | 93898
550 | G.7.5.1.4 | ZR-YJV22-0.6/1kV 4x10 | ZR-YJV22-0.6/1kV 4x10 | m | 6000 | 10.5602 | 63361
| G.7.6 | Containment (Design, Supply, installation and testing) | 夹套 (设计、供应、安装及测试) |  |  | 0 | 0
551 | G.7.6.1 | Supply and Installation of prefabricated hot-dip galvanized cable tray works (Perforated/Ladder type) for all power/control cables installed on the reefer racks including necessary supports & its accessories, cables ladders and draw pits. | 预制热浸镀锌（穿孔/梯形）电缆桥架及其必要支架和附件的供应及安装，适用于所有安装在冷藏货架上的动力/控制电缆，包括电缆梯和电缆井。 | lot | 1 | 0 | 0
552 | G.7.6.1.1 | 400×150 cable tray, aluminum alloy material | 400×150铝合金材质电缆桥架 | m | 4000 | 51.2564 | 205026
553 | G.7.6.1.2 | φ40 uPVC ELECTRCAL CONDUIT | φ40 uPVC电气导管 | m | 1500 | 7.6304 | 11446
| G.7.7 | Reefer Rack Earthing (Design, Supply, installation and testing) | 冷藏货架接地 (设计、供应、安装及测试) |  |  | 0 | 0
554 | G.7.7.1 | Reefer rack earthing as indicated on the PERs and Drawings | 按照PER和图纸所示进行冷藏货架接地 | lot | 24 | 799.3424 | 19184
| G.7.8 | Other (Design, Supply, installation and testing) | 其他 (设计、供应、安装及测试) |  |  | 0 | 0
| G.7.8.1 | All other items not covered above which are required to provide a complete installation (Contractor to itemise) | 上述未涵盖的所有其他完成安装所需项目（承包商须逐项列明） |  |  | 0 | 0
|  | SUBTOTAL - Reefer Power Supply | 小计 - 冷藏电源供应 |  |  | 0 | 0
[6 empty] | 0 | 0
| G.8 | eRTG Power Supply | eRTG电源供应 |  |  | 0 | 0
| G.8.1 | eRTG Feeder Pillar (Design, Supply, installation and testing) | eRTG馈电柱 (设计、供应、安装及测试) |  |  | 0 | 0
555 | G.8.1.1 | eRTG Feeder pillar with connections for 4No. eRTGs | 配备4台eRTG连接的eRTG馈电柱 | No. | 11 | 398.7345 | 4386
556 | G.8.1.1.1 | ZR-YJV22-0.6/1kV 3(3x240+120) | ZR-YJV22-0.6/1kV 3(3x240+120) | m | 600 | 452.0969 | 271258
| G.8.2 | Other (Design, Supply, installation and testing) | 其他 (设计、供应、安装及测试) |  |  | 0 | 0
| G.8.2.1 | All other items not covered above which are required to provide a complete installation (Contractor to itemise) | 上述未涵盖的所有其他完成安装所需项目（承包商须逐项列明） |  |  | 0 | 0
|  | SUBTOTAL - eRTG Power Supply | eRTG电源供应小计 |  |  | 0 | 0
[6 empty] | 0 | 0
| G.9 | SCADA | SCADA |  |  | 0 | 0
| G.9.1 | SCADA - Server (Design, Supply and installation testing and commissioning) | SCADA服务器 （设计、供应及安装测试与调试） |  |  | 0 | 0
557 | G.9.1.1 | SCADA Server | SCADA服务器 | No. | 2 | 32078.3547 | 64157
558 | G.9.1.2 | SCADA Time Server | SCADA时间服务器 | No. | 2 | 194.6801 | 389
559 | G.9.1.3 | SCADA Rack in Substations | 变电站内SCADA机架 | No. | 1 | 1059.8589 | 1060
| G.9.2 | SCADA - RTU & Network Racks (Design, Supply and installation testing and commissioning) | SCADA - RTU及网络机架 （设计、供应及安装测试与调试） |  |  | 0 | 0
560 | G.9.2.1 | SCADA RTU / Marshalling panel - Main Substation | SCADA RTU及接线面板—主变电站 | No. | 1 | 1041.5149 | 1042
561 | G.9.2.2 | SCADA RTU - STS Substation | SCADA RTU—STS变电站 | No. | 1 | 882.0965 | 882
562 | G.9.2.3 | SCADA RTU - Reefer Substation | SCADA RTU—冷藏变电站 | No. | 4 | 882.0965 | 3528
563 | G.9.2.4 | SCADA RTU - eRTG Substation | SCADA RTU—eRTG 变电站 | No. | 4 | 882.0965 | 3528
| G.9.3 | SCADA - Reefer racks (Design, Supply and installation testing and commissioning) | SCADA—冷藏货架 （设计、供应及安装测试与调试） |  |  | 0 | 0
564 | G.9.3.1 | Marshalling panel Reefer racks including wiring | 冷藏货架接线面板及布线 | No. | 4 | 349.7918 | 1399
| G.9.4 | SCADA - Software (Design, Supply and installation testing and commissioning) | SCADA—软件 （设计、供应及安装测试与调试） |  |  | 0 | 0
565 | G.9.4.1 | SCADA software platform in accordance with the PERs | 符合PER规范的SCADA软件平台 | No. | 1 | 119331.617 | 119332
| G.9.5 | SCADA - Workstation (Design, Supply and installation testing and commissioning) | SCADA 工作站 （设计、供应及安装测试与调试） |  |  | 0 | 0
566 | G.9.5.1 | SCADA workstation / industrial PC | SCADA 工作站 / 工业PC | No. | 2 | 1218.9773 | 2438
| G.9.6 | Other (Design, Supply and installation and testing) | 其他 （设计、供应、安装及试验） |  |  | 0 | 0
| G.9.6.1 | All other items not covered above which are required to provide a complete installation | 所有上述未涵盖但为实现完整安装而必需的其他项目 |  |  | 0 | 0
|  | SUBTOTAL - SCADA | 小计 - SCADA |  |  | 0 | 0
[6 empty] | 0 | 0
| G.10 | Equipotential bonding | 等电位连接 |  |  | 0 | 0
| G.10.1 | Equipotential bonding (Design, Supply and installation testing and commissioning) | 等电位连接 （设计、供应及安装测试与调试） |  |  | 0 | 0
| G.10.1.1 | Equipotential bonding as indicated in the PERs and Drawings (Contractor to quantify and itemise) | 按照PER及图纸所示的等电位连接（承包商需自行计算并明细列项） | lot |  | 0 | 0
|  | SUBTOTAL - Equipotential Bonding | 小计 - 等电位连接 |  |  | 0 | 0
[6 empty] | 0 | 0
| G.11 | IT Network and Security (PER 007F) | IT网络与安全（PER 007F） |  |  | 0 | 0
| G.11.1 | Rack Cabinets | 机架柜 |  |  | 0 | 0
| G.11.1.1 | Rack Cabinets (Design, Supply and installation and testing) | 机架柜（设计、供应、安装及测试） |  |  | 0 | 0
567 | G.11.1.1.1 | Datacentre 1(42 U CABINET) | 数据中心 1（42U 机柜） | No. | 3 | 874.6407 | 2624
568 | G.11.1.1.2 | Datacentre 2(42 U CABINET) | 数据中心 2（42U 机柜） | No. | 2 | 874.6407 | 1749
569 | G.11.1.1.3 | Main Substation(24 U CABINET) | 主变电站（24U 机柜） | No. | 1 | 715.2223 | 715
570 | G.11.1.1.4 | STS Substation(24 U CABINET) | STS变电站（24U 机柜） | No. | 4 | 715.2223 | 2861
571 | G.11.1.1.5 | Reefer Substation(24 U CABINET) | 冷藏变电站（24U 机柜） | No. | 4 | 715.2223 | 2861
572 | G.11.1.1.6 | eRTG Substation(24 U CABINET) | eRTG变电站（24U 机柜） | No. | 4 | 715.2223 | 2861
| G.11.1.1.7 | Out Gate | 出门口 | No. | 0 | 715.2223 | 0
573 | G.11.1.1.8 | Fire Pump house(24 U CABINET) | 消防泵房（24U 机柜） | No. | 1 | 715.2223 | 715
| G.11.1.1.9 | In-Gate | 入口闸口 | No. | 0 | 715.2223 | 0
574 | G.11.1.1.10 | Security Office(24 U CABINET) | 保安办公室（24U机柜） | No. | 2 | 715.2223 | 1430
575 | G.11.1.1.11 | 24 PORT FO PATCH PANEL | 24端口配线架 | No. | 150 | 245.6628 | 36849
576 | G.11.1.1.12 | Auxiliary materials for construction（Including protective devices、terminations、electric power equipment and racks.） | 施工辅助材料（包括保护装置、端子处理、电力设备及机架。） | No. | 1 | 0 | 0
| G.11.2 | Fibre Optic Cabling | 光纤敷设 |  |  | 0 | 0
| G.11.2.1 | Fibre optic Cabling (Design, Supply and installation and testing) | 光纤敷设（设计、供应、安装及测试） |  |  | 0 | 0
| G.11.2.2 | Single Mode fibre as indicated on the PERs and Drawings. (Contractor to quantify and itemise) | 按照PERs及图纸所示的单模光纤。（承包商需量化及分项列出） | m |  | 0 | 0
577 | G.11.2.2.1 | Single Mode Fibre(GYTA53-96B1) | 单模光纤(GYTA53-96B1) | m | 16000 | 2.4658 | 39453
578 | G.11.2.2.2 | Single Mode Fibre(GYTA53-72B1) | 单模光纤(GYTA53-72B1) | m | 1000 | 2.0418 | 2042
579 | G.11.2.2.3 | Single Mode Fibre(GYTA53-48B1) | 单模光纤(GYTA53-48B1) | m | 9000 | 1.8231 | 16408
| G.11.3 | CCTV Poles | 闭路电视杆件 |  |  | 0 | 0
| G.11.3.1 | CCTV Poles (Design, Supply and installation and testing) | 闭路电视杆件（设计、供应、安装及测试） |  |  | 0 | 0
| G.11.3.2 | CCTV Poles including brackets as indicated on the PERs and Drawings. (Contractor to quantify and itemise) | 闭路电视杆件及PER和图纸中所示支架（承包商应进行量化及明细编制） | No. |  | 0 | 0
580 | G.11.3.2.1 | Support brackets | 支撑支架 | No. | 60 | 36.0324 | 2162
581 | G.11.3.2.2 | DIN rail mount | DIN导轨安装 | No. | 60 | 36.0324 | 2162
582 | G.11.3.2.3 | Power cable YJV 3×2.5 | 电源电缆 YJV 3×2.5 | m | 8000 | 2.3628 | 18903
|  | SUBTOTAL - IT Network and Security | 小计 - IT网络及安保 |  |  | 0 | 0
[6 empty] | 0 | 0
| G.12 | Firewater Services (PER 007K) | 消防水服务（PER 007K） |  |  | 0 | 0
| G.12.1 | Firewater Pipe (xx diameter / material / rating) | 消防水管（xx直径／材质／等级） |  |  | 0 | 0
583 | G.12.1.1 | HDPE water supply pipe DN200-1.6 | HDPE给水管 DN200-1.6 | m | 3700 | 24.57 | 90909
584 | G.12.1.2 | HDPE water supply pipe DN150-1.6 | HDPE给水管 DN150-1.6 | m | 200 | 20.0548 | 4011
585 | G.12.1.3 | Ductile iron pipe DN100-1.6 | 球墨铸铁管 DN100-1.6 | m | 120 | 25.2227 | 3027
| G.12.2 | Hydrant / Valve Pit (including all valves and fittings) | 消火栓／阀门井（含所有阀门及配件） |  |  | 0 | 0
586 | G.12.2.1 | Manual gate valve DN150, model Z451X-25, with matching flange | 手动闸阀 DN150，型号 Z451X-25，带配套法兰 | No. | 10 | 97.6377 | 976
587 | G.12.2.2 | Manual gate valve DN200, model Z451X-25, with matching flange | 手动闸阀 DN200，型号 Z451X-25，带配套法兰 | No. | 62 | 240.216 | 14893
588 | G.12.2.3 | Sludge discharge valve DN100-25 with matching flange | 污泥排放阀 DN100-25，带配套法兰 | No. | 2 | 284.1572 | 568
589 | G.12.2.4 | Valve: DN25,Pg=2.5 MPa, with matching flange | 阀门：DN25，公称压力2.5 MPa，配套法兰 | No. | 1 | 12.1865 | 12
590 | G.12.2.5 | Reinforced concrete valve well, dimensions 1300x1300x1800 | 钢筋混凝土阀门井，尺寸1300×1300×1800 | No. | 17 | 2098.7506 | 35679
591 | G.12.2.6 | Reinforced concrete valve shaft, dimensions 1900x1200x1800 | 钢筋混凝土阀门井筒，尺寸1900×1200×1800 | No. | 55 | 3002.7 | 165149
592 | G.12.2.7 | Reinforced concrete exhaust valve shaft, dimensions 1200x1200x1800 | 钢筋混凝土排气阀井筒，尺寸1200×1200×1800 | No. | 2 | 2098.7506 | 4198
593 | G.12.2.8 | Reinforced concrete sludge discharge valve well, dimensions 1200x1200 | 钢筋混凝土污泥排放阀门井，尺寸1200×1200 | No. | 2 | 2098.7506 | 4198
594 | G.12.2.9 | Portable powder fire extinguisherMF/ABC8 | 便携式干粉灭火器MF/ABC8 | No. | 24 | 108.5645 | 2606
595 | G.12.2.10 | Underground outdoor fire hydrant100/65-1.6 | 地下户外消防栓100/65-1.6 | No. | 55 | 264.463 | 14545
596 | G.12.3 | Above-ground outdoor fire hydrant100/65-1.6 | 地上户外消防栓100/65-1.6 | No. | 10 | 216.6375 | 2166
597 | G.12.4 | Stainless steel flexible hose reel, dimensions 700mm x 600mm, containing 2 sets of 50m-long rubber-lined hoses for DN65口径 19mm fire hoses. | 不锈钢软管卷盘，尺寸700 mm × 600 mm，含2套DN65橡胶内衬50米软管口径 19毫米消防水带。 | No. | 13 | 458.9707 | 5967
| G.12.5 | Fire Fighting Pump House | 消防泵房 |  |  | 0 | 0
598 | G.12.5.1 | Pump Station Structural works (including all pumps and fittings, and the covered parking area for the Employer's equipment) Building area: 242.25 m², steel structure, fire safety height: 7.5 m, Class E industrial building Foundation adopts pile foundation. | 泵站结构工程 （包括所有泵及配件，以及业主设备的有顶停车区） 建筑面积：242.25平方米，钢结构，防火高度：7.5米，E类工业建筑 基础采用桩基础。 | LS | 1 | 290961.63 | 290962
599 | G.12.5.2 | Electrical Works (Design, Supply and installation testing and commissioning) Complete LVAC installation inclusive of distribution boards, Normal and Emergency light fixtures, sockets, cable trays, FA system, security system, data network, accessories; and, support systems for a complete and operable installation (including all LV, data and signal cabling within the building.) | 电气工程 （设计、供应及安装调试） 完整的低压交流配电系统安装，包括配电盘、正常及应急照明灯具、插座、电缆桥架、火灾报警系统、安全系统、数据网络及附件；以及支持系统，以实现完整且可操作的安装（包括建筑内所有低压、电缆敷设及信号电缆）。 | LS | 1 | 52373.0934 | 52373
600 | G.12.5.3 | Mechanical Equipment (Design, Supply and installation testing and commissioning) Complete mechanical works including main and jockey pumps, pipework and supports, valves and all other ancillary works necessary to provide a complete working system. (Contractor to quantify and itemise) | 机械设备 （设计、供应及安装调试） 完整的机械工程，包括主泵和辅助泵、管道及支架、阀门及所有其他必要的附属工程，以确保系统完整可运行。（承包商应对工程量进行量化并逐项列示） | LS | 1 | 66230.3719 | 66230
601 | G.12.5.4 | Testing and commissioning | T测试与调试 | LS | 1 | 0 | 0
602 | G.12.6 | Underground Water storage tanks | 地下水储罐 | LS | 1 | 810.3412 | 810
603 | G.12.7 | Testing and commissioning of complete network (including supply of water, as necessary) | 完整网络的测试与调试（包括必要时的供水） | LS | 1 | 120108 | 120108
|  | SUBTOTAL - Firewater Services | 小计 - 消防供水系统 |  |  | 0 | 0
[6 empty] | 0 | 0
| G.13.4 | Miscellaneous M&E | 杂项机电 |  |  | 0 | 0
| G.13.4.1 | Other (Design, Supply and installation testing and commissioning) All other items not covered above which are required to provide a complete installation (Contractor to itemise) | 其他 （设计、供应及安装的测试与调试） 所有未另行涵盖且为完成安装所必需的其他项目（承包商应逐项列示） |  | 0 | 0 | 0
|  | SUBTOTAL - Miscellaneous M&E | 小计 - 杂项机电 |  |  | 0 | 0
[6 empty] | 0 | 0
|  | The Tenderer shall separately list and price below any other items that it considers applicable. | 投标人应另行列出并报价其认为适用的其他项目。 |  |  | 0 | 0
| G14.1 | Embedded cable conduit/trench | 预埋电缆管道/槽道 | m |  | 0 | 0
| G14.2 | Cable termination for HV/LV | 高低压电缆端接 | No. |  | 0 | 0
604 | G14.2.1 | Cable termination for HV | 高压电缆终端 | No. | 140 | 0 | 0
605 | G14.2.2 | Cable termination for LV | 低压电缆终端 | No. | 300 | 0 | 0
| G14.3 | Fire extinguisher | 灭火器 | No. |  | 0 | 0
[6 empty] | 0 | 0
|  | Total | 总计 |  |  | 0 | 14606322
[6 empty] | 0 | 0
| Class H | BUILDINGS (PER 008) | 建筑物（按008计价） |  |  | 0 | 0
|  | The Bill of Quantities is based on the Works shown on the Drawings, however it is the Tenderer's responsibility to verify, validate and adapt the items and quantities in accordance with the Employer's Requirements and its design. Any changes from the Tender BoQ shall be clearly highlighted for clarity. | 工程量清单基于图纸所示工程内容，投标人有责任根据业主要求及其设计，核实、验证并调整项目及数量。投标工程量清单的任何变更应明显标注以确保清晰。 |  |  | 0 | 0
|  | All quantities stated are to be verified by and at the risk of the Contractor. The Employer will accept no liability or claim for extensions to the Time for Completion and/or additional payment as a result of any increases or decreases to the quantities stated, unless instructed through the Contract. | 所有数量均由承包商核实并自行承担风险。除非合同明确指示，业主不承担因数量变化引致工期延长及/或额外付款的任何责任或索赔。 | Quantities left blank are to be inserted by the Tenderer to suit its design. |  | 0 | 0
[6 empty] | 0 | 0
[6 empty] | 0 | 0
| H.1 | Minor Buildings | 小型建筑物 |  |  | 0 | 0
606 | H.1.1 | Customs Office Building area: 63.44 m², reinforced concrete frame structure, fire safety height: 3.9 m, single-storey civil building Foundation adopts pile foundation. | 海关办公室 建筑面积：63.44平方米，钢筋混凝土框架结构，防火高度：3.9米，单层民用建筑 基础采用桩基。 | No. | 2 | 76196.5152 | 152393
|  | Structure work | 结构工程 |  |  | 0 | 0
|  | Earth work | 土方工程 |  |  | 0 | 0
607 |  | Site grading | 场地平整 | m2 | 126.88 | 0 | 0
608 |  | Excavation | 开挖 | m3 | 171.3 | 0 | 0
609 |  | Backfill | 回填 | m3 | 107.92 | 0 | 0
610 |  | Disposal | 清理 | m3 | 63.38 | 0 | 0
|  | Compacted Sand | 压实砂 | m3 |  | 0 | 0
611 |  | Lean Concrete | 素混凝土 | m3 | 9 | 0 | 0
|  | Concrete work | 混凝土工程 |  |  | 0 | 0
612 |  | Concrete | 混凝土 | m3 | 83.86 | 0 | 0
613 |  | Ramp | 坡道 | m2 | 16.32 | 0 | 0
614 |  | Paving Apron | 铺装伸缩带 | m2 | 54.18 | 0 | 0
|  | Formwork | 模板工程 |  |  | 0 | 0
615 |  | Formwork | 模板工程 | m2 | 572.66 | 0 | 0
|  | Reinforcement work | 钢筋工程 |  |  | 0 | 0
616 |  | Reinforcing bar | 钢筋 | kg | 12439.48 | 0 | 0
|  | Miscellenous work | 杂项工程 |  |  | 0 | 0
617 |  | Waterproofing Engineering | 防水工程 | m2 | 141 | 0 | 0
|  | Waterstop | 止水带 | m |  | 0 | 0
|  | Architecture work | 建筑工程 |  |  | 0 | 0
618 |  | Floor Finishes | 地面饰面 | m2 | 124 | 0 | 0
|  | Baseboard | 踢脚板 | m |  | 0 | 0
619 |  | Skirting | 踢脚线 | m | 68 | 0 | 0
620 |  | Ceiling Finishes | 天花饰面 | m2 | 136.6 | 0 | 0
|  | Wall Finishes | 墙面饰面 |  |  | 0 | 0
621 |  | Brick Foundation (Underground) | 砖砌基础（地下） | m3 | 7.14 | 0 | 0
|  | Internal wall | 内墙 | m3 |  | 0 | 0
|  | Soundproof wall | 隔音墙 | m3 |  | 0 | 0
622 |  | External wall | 外墙 | m3 | 40.94 | 0 | 0
|  | Internal wall finishes | 内墙饰面 |  |  | 0 | 0
623 |  | Wall Type 1 | 墙体类型1 | m2 | 307.64 | 0 | 0
624 |  | Plastering on the inner side of the parapet wall | 女儿墙内侧抹灰 | m2 | 40.82 | 0 | 0
|  | External wall finishes | 外墙饰面 |  |  | 0 | 0
625 |  | Wall Type 2 | 墙体类型2 | m2 | 390.5 | 0 | 0
|  | Roof Finishes | 屋面饰面 |  |  | 0 | 0
626 |  | Roof Finishes | 屋面饰面 | m2 | 248 | 0 | 0
627 |  | Canopy Top Surface | 雨篷顶面 | m2 | 4.86 | 0 | 0
|  | Roof gutter | 屋面檐槽 | m |  | 0 | 0
628 |  | Downspout | 落水管 | m | 7.8 | 0 | 0
|  | Door & Window | 门窗 |  |  | 0 | 0
629 |  | D1 : Common door | D1：普通门 | No. | 10 | 0 | 0
630 |  | D2 : Toilet door | D2：卫生间门 | No. | 2 | 0 | 0
631 |  | W1 | W1 | No. | 8 | 0 | 0
|  | W2 | W2 | No. |  | 0 | 0
|  | L1 : Louvre Ventilation window with Extractor fan | L1：带排风扇的百叶通风窗 | No. |  | 0 | 0
|  | Sanitaryware | 卫浴洁具 |  |  | 0 | 0
632 |  | Water closet | 坐便器 | Piece | 4 | 0 | 0
633 |  | Bidet spray | 坐浴喷头 | Piece | 4 | 0 | 0
634 |  | Wash basin with Faucet | 带水龙头的洗面盆 | Piece | 4 | 0 | 0
635 |  | Mirror | 镜面 | Piece | 4 | 0 | 0
636 |  | Tissue holder | 纸巾架 | Piece | 4 | 0 | 0
637 |  | Hook | 挂钩 | Piece | 4 | 0 | 0
638 |  | Small Trash | 小型垃圾桶 | Piece | 4 | 0 | 0
639 |  | Floor drain | 地漏 | Piece | 4 | 0 | 0
640 |  | Kitchen sink with Faucet | 带水龙头的厨房水槽 | Piece | 4 | 0 | 0
641 |  | Water Supply And Drainage Pipeline | 给排水管道 | Item | 2 | 0 | 0
642 |  | Lighting fixture | 照明灯具 | Piece | 12 | 0 | 0
643 |  | Switch Socket | 开关插座 | Piece | 24 | 0 | 0
644 |  | Information Socket | 信息插座 | Piece | 8 | 0 | 0
645 |  | Surveillance Camera | 监控摄像头 | Piece | 4 | 0 | 0
646 |  | Distribution Box | 配电箱 | Set | 4 | 0 | 0
647 |  | Weak Current Box | 弱电箱 | Set | 4 | 0 | 0
648 |  | Piping And Wiring | 管道及布线 | Item | 2 | 0 | 0
649 |  | Lightning Protection And Grounding | 防雷与接地 | Item | 2 | 0 | 0
650 |  | Split Air Conditioner | 分体式空调 | Set | 4 | 0 | 0
651 |  | Fire Alarm System | 火灾报警系统 | Item | 2 | 0 | 0
|  | Loose furniture | 非固定家具 |  |  | 0 | 0
|  | Working table | 工作桌 | No. |  | 0 | 0
|  | Side Cabinet | 侧柜 | No. |  | 0 | 0
|  | Working chair | 工作椅 | No. |  | 0 | 0
|  | Round table | 圆桌 | No. |  | 0 | 0
|  | Guest chair | 访客椅 | No. |  | 0 | 0
|  | Cupboard | 橱柜 | No. |  | 0 | 0
|  | Coat rack | 衣帽架 | No. |  | 0 | 0
|  | Miscellaneous work | 杂项工程 |  |  | 0 | 0
652 |  | Steel Access Ladder | 钢制爬梯 | t | 0.936 | 0 | 0
|  | Handrail | 扶手 | m |  | 0 | 0
|  | Stair nosing | 楼梯踏步防滑条 | m |  | 0 | 0
|  | Removable access panel to allow access to pipework and septic tank | 可拆卸检修口，便于进入管道及化粪池 | set |  | 0 | 0
|  | Wall groove | 墙体槽 | m |  | 0 | 0
|  | Unit Price Measure Items | 单价计量项目 |  |  | 0 | 0
653 |  | Comprehensive Scaffolding | 综合脚手架 | Item | 2 | 0 | 0
654 |  | Full Hall Scaffolding | 全场脚手架 | M2 | 126.88 | 0 | 0
655 |  | Vertical Transportation | 垂直运输 | Item | 2 | 0 | 0
656 | H.1.2 | Security Ofice Building area: 63.44 m², reinforced concrete frame structure, fire safety height: 3.9 m, single-storey civil building Foundation adopts pile foundation. | 保安办公室 建筑面积：63.44平方米，钢筋混凝土框架结构，防火高度3.9米，单层民用建筑 基础采用桩基础。 | No. | 2 | 76196.5152 | 152393
|  | Structure work | 结构工程 |  |  | 0 | 0
|  | Earth work | 土方工程 |  |  | 0 | 0
657 |  | Site grading | 场地平整 | m2 | 126.88 | 0 | 0
658 |  | Excavation | 开挖 | m3 | 171.3 | 0 | 0
659 |  | Backfill | 回填 | m3 | 107.92 | 0 | 0
660 |  | Disposal | 清理 | m3 | 63.38 | 0 | 0
|  | Compacted Sand | 压实砂 | m3 |  | 0 | 0
661 |  | Lean Concrete | 素混凝土 | m3 | 9 | 0 | 0
|  | Concrete work | 混凝土工程 |  |  | 0 | 0
662 |  | Concrete | 混凝土 | m3 | 83.86 | 0 | 0
663 |  | Ramp | 坡道 | m2 | 16.32 | 0 | 0
664 |  | Paving Apron | 铺装伸缩带 | m2 | 54.18 | 0 | 0
|  | Formwork | 模板工程 |  |  | 0 | 0
665 |  | Formwork | 模板工程 | m2 | 572.66 | 0 | 0
|  | Reinforcement work | 钢筋工程 |  |  | 0 | 0
666 |  | Reinforcing bar | 钢筋 | kg | 12439.48 | 0 | 0
|  | Miscellenous work | 杂项工程 |  |  | 0 | 0
667 |  | Waterproofing Engineering | 防水工程 | m2 | 141 | 0 | 0
|  | Waterstop | 止水带 | m |  | 0 | 0
|  | Architecture work | 建筑工程 |  |  | 0 | 0
668 |  | Floor Finishes | 地面饰面 | m2 | 124 | 0 | 0
|  | Baseboard | 踢脚板 | m |  | 0 | 0
669 |  | Skirting | 踢脚线 | m | 68 | 0 | 0
670 |  | Ceiling Finishes | 天花饰面 | m2 | 136.6 | 0 | 0
|  | Wall Finishes | 墙面饰面 |  |  | 0 | 0
671 |  | Brick Foundation (Underground) | 砖砌基础（地下） | m3 | 7.14 | 0 | 0
|  | Internal wall | 内墙 | m3 |  | 0 | 0
|  | Soundproof wall | 隔音墙 | m3 |  | 0 | 0
672 |  | External wall | 外墙 | m3 | 40.94 | 0 | 0
|  | Internal wall finishes | 内墙饰面 |  |  | 0 | 0
673 |  | Wall Type 1 | 墙体类型1 | m2 | 307.64 | 0 | 0
674 |  | Plastering on the inner side of the parapet wall | 女儿墙内侧抹灰 | m2 | 40.82 | 0 | 0
|  | External wall finishes | 外墙饰面 |  |  | 0 | 0
675 |  | Wall Type 2 | 墙体类型2 | m2 | 390.5 | 0 | 0
|  | Roof Finishes | 屋面饰面 |  |  | 0 | 0
676 |  | Roof Finishes | 屋面饰面 | m2 | 248 | 0 | 0
677 |  | Canopy Top Surface | 雨篷顶面 | m2 | 4.86 | 0 | 0
|  | Roof gutter | 屋面檐槽 | m |  | 0 | 0
678 |  | Downspout | 落水管 | m | 7.8 | 0 | 0
|  | Door & Window | 门窗 |  |  | 0 | 0
679 |  | D1 : Common door | D1：普通门 | No. | 10 | 0 | 0
680 |  | D2 : Toilet door | D2：卫生间门 | No. | 2 | 0 | 0
681 |  | W1 | W1 | No. | 8 | 0 | 0
|  | W2 | W2 | No. |  | 0 | 0
|  | L1 : Louvre Ventilation window with Extractor fan | L1：带排风扇的百叶通风窗 | No. |  | 0 | 0
|  | Sanitaryware | 卫浴洁具 |  |  | 0 | 0
682 |  | Water closet | 坐便器 | Piece | 4 | 0 | 0
683 |  | Bidet spray | 坐浴喷头 | Piece | 4 | 0 | 0
684 |  | Wash basin with Faucet | 带水龙头的洗面盆 | Piece | 4 | 0 | 0
685 |  | Mirror | 镜面 | Piece | 4 | 0 | 0
686 |  | Tissue holder | 纸巾架 | Piece | 4 | 0 | 0
687 |  | Hook | 挂钩 | Piece | 4 | 0 | 0
688 |  | Small Trash | 小型垃圾桶 | Piece | 4 | 0 | 0
689 |  | Floor drain | 地漏 | Piece | 4 | 0 | 0
690 |  | Kitchen sink with Faucet | 带水龙头的厨房水槽 | Piece | 4 | 0 | 0
691 |  | Water Supply And Drainage Pipeline | 给排水管道 | Item | 2 | 0 | 0
692 |  | Lighting fixture | 照明灯具 | Piece | 12 | 0 | 0
693 |  | Switch Socket | 开关插座 | Piece | 24 | 0 | 0
694 |  | Information Socket | 信息插座 | Piece | 8 | 0 | 0
695 |  | Surveillance Camera | 监控摄像头 | Piece | 4 | 0 | 0
696 |  | Distribution Box | 配电箱 | Set | 4 | 0 | 0
697 |  | Weak Current Box | 弱电箱 | Set | 4 | 0 | 0
698 |  | Piping And Wiring | 管道及布线 | Item | 2 | 0 | 0
699 |  | Lightning Protection And Grounding | 防雷与接地 | Item | 2 | 0 | 0
700 |  | Split Air Conditioner | 分体式空调 | Set | 4 | 0 | 0
701 |  | Fire Alarm System | 火灾报警系统 | Item | 2 | 0 | 0
|  | Loose furniture | 非固定家具 |  |  | 0 | 0
|  | Working table | 工作桌 | No. |  | 0 | 0
|  | Side Cabinet | 侧柜 | No. |  | 0 | 0
|  | Working chair | 工作椅 | No. |  | 0 | 0
|  | Round table | 圆桌 | No. |  | 0 | 0
|  | Guest chair | 访客椅 | No. |  | 0 | 0
|  | Cupboard | 橱柜 | No. |  | 0 | 0
|  | Coat rack | 衣帽架 | No. |  | 0 | 0
|  | Miscellaneous work | 杂项工程 |  |  | 0 | 0
702 |  | Steel Access Ladder | 钢制爬梯 | t | 0.936 | 0 | 0
|  | Handrail | 扶手 | m |  | 0 | 0
|  | Stair nosing | 楼梯踏步防滑条 | m |  | 0 | 0
|  | Removable access panel to allow access to pipework and septic tank | 可拆卸检修口，便于进入管道及化粪池 | set |  | 0 | 0
|  | Wall groove | 墙体槽 | m |  | 0 | 0
|  | Unit Price Measure Items | 单价计量项目 |  |  | 0 | 0
703 |  | Comprehensive Scaffolding | 综合脚手架 | Item | 2 | 0 | 0
704 |  | Full Hall Scaffolding | 全场脚手架 | M2 | 126.88 | 0 | 0
705 |  | Vertical Transportation | 垂直运输 | Item | 2 | 0 | 0
706 | H.1.3 | Toubleshooting Office Building area: 63.44 m², reinforced concrete frame structure, fire safety height: 3.9 m, single-storey civil building Foundation adopts pile foundation. | 维修排障办公室 建筑面积：63.44平方米，钢筋混凝土框架结构，防火高度3.9米，单层民用建筑 基础采用桩基础。 | No. | 1 | 76196.5152 | 76197
|  | Structure work | 结构工程 |  |  | 0 | 0
|  | Earth work | 土方工程 |  |  | 0 | 0
707 |  | Site grading | 场地平整 | m2 | 63.44 | 0 | 0
708 |  | Excavation | 开挖 | m3 | 85.65 | 0 | 0
709 |  | Backfill | 回填 | m3 | 53.96 | 0 | 0
710 |  | Disposal | 清理 | m3 | 31.69 | 0 | 0
|  | Compacted Sand | 压实砂 | m3 |  | 0 | 0
711 |  | Lean Concrete | 素混凝土 | m3 | 4.5 | 0 | 0
|  | Concrete work | 混凝土工程 |  |  | 0 | 0
712 |  | Concrete | 混凝土 | m3 | 41.93 | 0 | 0
713 |  | Ramp | 坡道 | m2 | 8.16 | 0 | 0
714 |  | Paving Apron | 铺装伸缩带 | m2 | 27.09 | 0 | 0
|  | Formwork | 模板工程 |  |  | 0 | 0
715 |  | Formwork | 模板工程 | m2 | 286.33 | 0 | 0
|  | Reinforcement work | 钢筋工程 |  |  | 0 | 0
716 |  | Reinforcing bar | 钢筋 | kg | 6219.74 | 0 | 0
|  | Miscellenous work | 杂项工程 |  |  | 0 | 0
717 |  | Waterproofing Engineering | 防水工程 | m2 | 70.5 | 0 | 0
|  | Waterstop | 止水带 | m |  | 0 | 0
|  | Architecture work | 建筑工程 |  |  | 0 | 0
718 |  | Floor Finishes | 地面饰面 | m2 | 62 | 0 | 0
|  | Baseboard | 踢脚板 | m |  | 0 | 0
719 |  | Skirting | 踢脚线 | m | 34 | 0 | 0
720 |  | Ceiling Finishes | 天花饰面 | m2 | 68.3 | 0 | 0
|  | Wall Finishes | 墙面饰面 |  |  | 0 | 0
721 |  | Brick Foundation (Underground) | 砖砌基础（地下） | m3 | 3.57 | 0 | 0
|  | Internal wall | 内墙 | m3 |  | 0 | 0
|  | Soundproof wall | 隔音墙 | m3 |  | 0 | 0
722 |  | External wall | 外墙 | m3 | 20.47 | 0 | 0
|  | Internal wall finishes | 内墙饰面 |  |  | 0 | 0
723 |  | Wall Type 1 | 墙体类型1 | m2 | 153.82 | 0 | 0
724 |  | Plastering on the inner side of the parapet wall | 女儿墙内侧抹灰 | m2 | 20.41 | 0 | 0
|  | External wall finishes | 外墙饰面 |  |  | 0 | 0
725 |  | Wall Type 2 | 墙体类型2 | m2 | 195.25 | 0 | 0
|  | Roof Finishes | 屋面饰面 |  |  | 0 | 0
726 |  | Roof Finishes | 屋面饰面 | m2 | 62 | 0 | 0
727 |  | Canopy Top Surface | 雨篷顶面 | m2 | 2.43 | 0 | 0
|  | Roof gutter | 屋面檐槽 | m |  | 0 | 0
728 |  | Downspout | 落水管 | m | 3.9 | 0 | 0
|  | Door & Window | 门窗 |  |  | 0 | 0
729 |  | D1 : Common door | D1：普通门 | No. | 5 | 0 | 0
730 |  | D2 : Toilet door | D2：卫生间门 | No. | 1 | 0 | 0
731 |  | W1 | W1 | No. | 4 | 0 | 0
|  | W2 | W2 | No. |  | 0 | 0
|  | L1 : Louvre Ventilation window with Extractor fan | L1：带排风扇的百叶通风窗 | No. |  | 0 | 0
|  | Sanitaryware | 卫浴洁具 |  |  | 0 | 0
732 |  | Water closet | 坐便器 | Piece | 2 | 0 | 0
733 |  | Bidet spray | 坐浴喷头 | Piece | 2 | 0 | 0
734 |  | Wash basin with Faucet | 带水龙头的洗面盆 | Piece | 2 | 0 | 0
735 |  | Mirror | 镜面 | Piece | 2 | 0 | 0
736 |  | Tissue holder | 纸巾架 | Piece | 2 | 0 | 0
737 |  | Hook | 挂钩 | Piece | 2 | 0 | 0
738 |  | Small Trash | 小型垃圾桶 | Piece | 2 | 0 | 0
739 |  | Floor drain | 地漏 | Piece | 2 | 0 | 0
740 |  | Kitchen sink with Faucet | 带水龙头的厨房水槽 | Piece | 2 | 0 | 0
741 |  | Water Supply And Drainage Pipeline | 给排水管道 | Item | 1 | 0 | 0
742 |  | Lighting fixture | 照明灯具 | Piece | 6 | 0 | 0
743 |  | Switch Socket | 开关插座 | Piece | 12 | 0 | 0
744 |  | Information Socket | 信息插座 | Piece | 4 | 0 | 0
745 |  | Surveillance Camera | 监控摄像头 | Piece | 2 | 0 | 0
746 |  | Distribution Box | 配电箱 | Set | 2 | 0 | 0
747 |  | Weak Current Box | 弱电箱 | Set | 2 | 0 | 0
748 |  | Piping And Wiring | 管道及布线 | Item | 1 | 0 | 0
749 |  | Lightning Protection And Grounding | 防雷与接地 | Item | 1 | 0 | 0
750 |  | Split Air Conditioner | 分体式空调 | Set | 2 | 0 | 0
751 |  | Fire Alarm System | 火灾报警系统 | Item | 1 | 0 | 0
|  | Loose furniture | 非固定家具 |  |  | 0 | 0
|  | Working table | 工作桌 | No. |  | 0 | 0
|  | Side Cabinet | 侧柜 | No. |  | 0 | 0
|  | Working chair | 工作椅 | No. |  | 0 | 0
|  | Round table | 圆桌 | No. |  | 0 | 0
|  | Guest chair | 访客椅 | No. |  | 0 | 0
|  | Cupboard | 橱柜 | No. |  | 0 | 0
|  | Coat rack | 衣帽架 | No. |  | 0 | 0
|  | Miscellaneous work | 杂项工程 |  |  | 0 | 0
752 |  | Steel Access Ladder | 钢制爬梯 | t | 0.468 | 0 | 0
|  | Handrail | 扶手 | m |  | 0 | 0
|  | Stair nosing | 楼梯踏步防滑条 | m |  | 0 | 0
|  | Removable access panel to allow access to pipework and septic tank | 可拆卸检修口，便于进入管道及化粪池 | set |  | 0 | 0
|  | Wall groove | 墙体槽 | m |  | 0 | 0
|  | Unit Price Measure Items | 单价计量项目 |  |  | 0 | 0
753 |  | Comprehensive Scaffolding | 综合脚手架 | Item | 1 | 0 | 0
754 |  | Full Hall Scaffolding | 全场脚手架 | M2 | 63.44 | 0 | 0
755 |  | Vertical Transportation | 垂直运输 | Item | 1 | 0 | 0
756 | H.1.4 | Lashing Welfare Block Building area: 39.04 m², reinforced concrete frame structure, fire safety height: 3.9 m, single-storey civil building Ground improvement shall be carried out, and isolated foundations shall be adopted | 捆扎福利楼 建筑面积：39.04平方米，钢筋混凝土框架结构，防火高度3.9米，单层民用建筑 进行地基改良，采用独立基础。 | No. | 2 | 46890.1632 | 93780
|  | Structure work | 结构工程 |  |  | 0 | 0
|  | Earth work | 土方工程 |  |  | 0 | 0
757 |  | Excavation | 开挖 | m3 | 78 | 0 | 0
758 |  | Backfill | 回填 | m3 | 13.8 | 0 | 0
759 |  | Disposal | 清理 | m3 | 64.2 | 0 | 0
760 |  | Compacted Sand | 压实砂 | m3 | 30 | 0 | 0
761 |  | Lean Concrete | 素混凝土 | m3 | 4.2 | 0 | 0
|  | Concrete work | 混凝土工程 |  |  | 0 | 0
762 |  | Concrete | 混凝土 | m3 | 30 | 0 | 0
|  | Formwork | 模板工程 |  |  | 0 | 0
763 |  | Formwork | 模板工程 | m2 | 60 | 0 | 0
|  | Reinforcement work | 钢筋工程 |  |  | 0 | 0
764 |  | Reinforcing bar | 钢筋 | kg | 6000 | 0 | 0
|  | Miscellenous work | 杂项工程 |  |  | 0 | 0
765 |  | Waterproofing work | 防水工程 | m2 | 120 | 0 | 0
766 |  | Waterstop | 止水带 | m | 60 | 0 | 0
|  | Architecture work | 建筑工程 |  |  | 0 | 0
767 |  | Floor Finishes | 地面饰面 | m2 | 78.08 | 0 | 0
768 |  | Baseboard | 踢脚板 | m | 60 | 0 | 0
|  | Skirting | 踢脚线 | m |  | 0 | 0
769 |  | Ceiling Finishes | 天花饰面 | m2 | 78.08 | 0 | 0
|  | Wall Finishes | 墙面饰面 |  |  | 0 | 0
770 |  | Internal wall | 内墙 | m2 | 216 | 0 | 0
771 |  | External wall | 外墙 | m2 | 216 | 0 | 0
|  | Internal wall finishes | 内墙饰面 |  |  | 0 | 0
772 |  | Wall Type 1 | 墙体类型1 | m2 | 216 | 0 | 0
|  | External wall finishes | 外墙饰面 |  |  | 0 | 0
773 |  | Wall Type 2 | 墙体类型2 | m2 | 216 | 0 | 0
|  | Roof Finishes | 屋面饰面 |  |  | 0 | 0
774 |  | Roof Finishes | 屋面饰面 | m2 | 78.08 | 0 | 0
775 |  | Roof gutter | 屋面檐槽 | m | 24 | 0 | 0
776 |  | Downspout | 落水管 | m | 7.8 | 0 | 0
|  | Door & Window | 门窗 |  |  | 0 | 0
777 |  | D1 : Common door | D1：普通门 | No. | 4 | 0 | 0
778 |  | D2 : Toilet door | D2：卫生间门 | No. | 6 | 0 | 0
779 |  | W1 | W1 | No. | 8 | 0 | 0
780 |  | W2 | W2 | No. | 8 | 0 | 0
781 |  | L1 : Louvre Ventilation window with Extractor fan | L1：带排风扇的百叶通风窗 | No. | 10 | 0 | 0
|  | Sanitaryware | 卫浴洁具 |  |  | 0 | 0
782 |  | Water closet | 坐便器 | Piece | 12 | 0 | 0
783 |  | Bidet spray | 坐浴喷头 | Piece | 12 | 0 | 0
784 |  | Urinal | 小便器 | Piece | 6 | 0 | 0
785 |  | Urinal partition | 小便器隔断 | Piece | 6 | 0 | 0
786 |  | Toilet partition | 卫生间隔断 | Piece | 12 | 0 | 0
787 |  | Wash basin with Faucet | 带水龙头的洗面盆 | Piece | 12 | 0 | 0
|  | Wash basin with Foot pedal faucet | 带脚踏式水龙头的洗手盆 | No. |  | 0 | 0
788 |  | Mirror | 镜面 | Piece | 12 | 0 | 0
789 |  | Tissue holder | 纸巾架 | Piece | 12 | 0 | 0
790 |  | Hook | 挂钩 | Piece | 12 | 0 | 0
791 |  | Small Trash | 小型垃圾桶 | Piece | 12 | 0 | 0
792 |  | Floor drain | 地漏 | Piece | 8 | 0 | 0
793 |  | Mop sink | 拖布池 | Piece | 4 | 0 | 0
794 |  | Water Supply And Drainage Pipeline | 给排水管道 | Item | 2 | 0 | 0
795 |  | Lighting fixture | 照明灯具 | Piece | 12 | 0 | 0
796 |  | Switch Socket | 开关插座 | Piece | 12 | 0 | 0
797 |  | Distribution Box | 配电箱 | Set | 2 | 0 | 0
798 |  | Piping And Wiring | 管道及布线 | Item | 2 | 0 | 0
799 |  | Lightning Protection And Grounding | 防雷与接地 | Item | 2 | 0 | 0
|  | Loose furniture | 非固定家具 |  |  | 0 | 0
|  | Bench | 长凳 | No. |  | 0 | 0
|  | Water fountain | 饮水喷泉 | No. |  | 0 | 0
|  | Miscellaneous work | 杂项工程 |  |  | 0 | 0
|  | Stair nosing | 楼梯踏步防滑条 | m |  | 0 | 0
|  | Wall groove | 墙体槽 | m |  | 0 | 0
800 | H.1.5 | Lashing Storage 40' refurbished container Ground improvement shall be carried out and strip foundations shall be adopted. | 系固储存 40英尺改造集装箱 应进行地基改良，并采用条形基础。 | No. | 2 | 0 | 0
|  | Structure work | 结构工程 |  |  | 0 | 0
|  | Earth work | 土方工程 |  |  | 0 | 0
801 |  | Excavation | 开挖 | m3 | 78 | 0 | 0
802 |  | Backfill | 回填 | m3 | 13.8 | 0 | 0
803 |  | Disposal | 清理 | m3 | 64.2 | 0 | 0
804 |  | Compacted Sand | 压实砂 | m3 | 30 | 0 | 0
805 |  | Lean Concrete | 素混凝土 | m3 | 4.2 | 0 | 0
|  | Concrete work | 混凝土工程 |  |  | 0 | 0
806 |  | Concrete | 混凝土 | m3 | 30 | 0 | 0
|  | Formwork | 模板工程 |  |  | 0 | 0
807 |  | Formwork | 模板工程 | m2 | 60 | 0 | 0
|  | Reinforcement work | 钢筋工程 |  |  | 0 | 0
808 |  | Reinforcing bar | 钢筋 | kg | 6000 | 0 | 0
|  | Miscellenous work | 杂项工程 |  |  | 0 | 0
809 |  | Waterproofing work | 防水工程 | m2 | 120 | 0 | 0
810 |  | Empty 40" Container | 空40"集装箱 | No. | 2 | 0 | 0
|  | Architecture work | 建筑工程 |  |  | 0 | 0
811 |  | Floor Finishes - Non-Slip Steel grating (Hot drip galvanized) | 地面饰面 - 防滑钢格栅（热浸镀锌） | m2 | 78.08 | 0 | 0
|  | Miscellaneous work | 杂项工程 |  |  | 0 | 0
812 |  | Lighting fixture | 照明灯具 | Piece | 8 | 0 | 0
813 |  | Switch Socket | 开关插座 | Piece | 6 | 0 | 0
814 |  | Distribution Box | 配电箱 | Set | 2 | 0 | 0
815 |  | Piping And Wiring | 管道及布线 | Item | 2 | 0 | 0
816 |  | Lightning Protection And Grounding | 防雷与接地 | Item | 2 | 0 | 0
817 |  | Fire Extinguisher | 灭火器 | Piece | 4 | 0 | 0
818 |  | Ventilation Fan | 通风风扇 | Set | 2 | 0 | 0
819 |  | Split Air Conditioner | 分体式空调 | Set | 2 | 0 | 0
820 | H.1.6 | Guard hut Building area: 2.89 m², reinforced concrete frame structure, fire safety height: 3.9 m, single-storey civil building Ground improvement shall be carried out, and isolated foundations shall be adopted | 值班室 建筑面积：2.89平方米，钢筋混凝土框架结构，防火高度：3.9米，单层民用建筑 应进行地基改良，采用独立基础。 | No. | 6 | 3471.1212 | 20827
|  | Structure work | 结构工程 |  |  | 0 | 0
821 |  | Steel Structure | 钢结构 | kg | 4217.16 | 0 | 0
822 |  | Anchor bolt with Nuts | 带螺母的锚栓 | No. | 48 | 0 | 0
823 |  | Anti-Rust | 防锈 | m2 | 63.2574 | 0 | 0
|  | Architecture work | 建筑工程 |  |  | 0 | 0
824 |  | Floor Finishes | 地面饰面 | m2 | 17.34 | 0 | 0
825 |  | Ceiling Finishes | 天花饰面 | m2 | 17.34 | 0 | 0
826 |  | Wall Finishes | 墙面饰面 | m2 | 150 | 0 | 0
827 |  | Roof Finishes | 屋面饰面 | m2 | 17.34 | 0 | 0
|  | Door & Window | 门窗 |  |  | 0 | 0
828 |  | Door | 门 | No. | 6 | 0 | 0
829 |  | Window | 窗 | No. | 12 | 0 | 0
|  | Loose furniture | 非固定家具 |  |  | 0 | 0
830 |  | Table | 桌子 | No. | 6 | 0 | 0
831 |  | Chair | 椅子 | No. | 6 | 0 | 0
|  | Miscellenous work | 杂项工程 |  |  | 0 | 0
832 |  | Ventilation Fan | 通风风扇 | Set | 6 | 0 | 0
833 |  | Split Air Conditioner | 分体式空调 | Set | 6 | 0 | 0
834 |  | Lighting fixture | 照明灯具 | Piece | 6 | 0 | 0
835 |  | Switch Socket | 开关插座 | Piece | 6 | 0 | 0
836 |  | Piping And Wiring | 管道及布线 | Item | 6 | 0 | 0
837 |  | Lightning Protection And Grounding | 防雷与接地 | Item | 6 | 0 | 0
|  | SUBTOTAL - Minor Buildings | 小计 - 小型建筑物 |  |  | 0 | 0
|  | Firewater Pumphouse - refer section G.12 Foundation adopts pile foundation. | 消防泵房 - 参见G.12部分 基础采用桩基。 |  |  | 0 | 0
838 |  | Ventilation Fan | 通风风扇 | Set | 4 | 0 | 0
839 |  | Split Air Conditioner | 分体式空调 | Set | 2 | 0 | 0
840 |  | Complete Set Fire Water Tank | 完整消防水箱设备 | Set | 1 | 0 | 0
841 |  | Pressurized Water Supply Equipment | 加压供水设备 | Set | 2 | 0 | 0
842 |  | Main Electrical VT Pump | 主电气VT泵 | Set | 2 | 0 | 0
843 |  | Air Vessel | 气囊式容器 | Set | 2 | 0 | 0
844 |  | EOT Crane | 桥式起重机 | Set | 1 | 0 | 0
845 |  | Water Supply And Drainage Pipeline | 给排水管道 | Item | 1 | 0 | 0
846 |  | Metal Valve | 金属阀门 | Item | 1 | 0 | 0
847 |  | Casing | 套管 | Item | 1 | 0 | 0
848 |  | Pipe Support | 管道支架 | kg | 1000 | 0 | 0
849 |  | Fire Extinguisher | 灭火器 | Piece | 14 | 0 | 0
850 |  | Lightning Protection And Grounding | 防雷与接地 | Item | 1 | 0 | 0
851 |  | Fire Distribution Cabinet | 消防配电柜 | Set | 2 | 0 | 0
852 |  | Distribution Box | 配电箱 | Set | 6 | 0 | 0
853 |  | Weak Current Box | 弱电箱 | Set | 1 | 0 | 0
854 |  | Lighting fixture | 照明灯具 | Piece | 40 | 0 | 0
855 |  | Switch Socket | 开关插座 | Piece | 10 | 0 | 0
856 |  | Surveillance Camera | 监控摄像头 | Piece | 4 | 0 | 0
857 |  | Piping And Wiring | 管道及布线 | Item | 1 | 0 | 0
858 |  | Power Cable | 动力电缆 | Item | 1 | 0 | 0
859 |  | Fire Alarm System | 火灾报警系统 | Item | 1 | 0 | 0
|  | SUBTOTAL - Minor Buildings | 小计 - 小型建筑物 |  |  | 0 | 0
860 | H.1.7 | Firewater Pumphouse | 消防泵房 | No. | 1 | 0 | 0
|  | Structure work | 结构工程 |  |  | 0 | 0
|  | Earth work | 土方工程 |  |  | 0 | 0
861 |  | Site grading | 场地平整 | m2 | 242.25 | 0 | 0
862 |  | Excavation | 开挖 | m3 | 983.13 | 0 | 0
863 |  | Backfill | 回填 | m3 | 508.94 | 0 | 0
864 |  | Disposal | 清理 | m3 | 474.19 | 0 | 0
|  | Compacted Sand | 压实砂 | m3 |  | 0 | 0
865 |  | Lean Concrete | 素混凝土 | m3 | 17.4 | 0 | 0
|  | Concrete work | 混凝土工程 |  |  | 0 | 0
866 |  | Concrete | 混凝土 | m3 | 117.7 | 0 | 0
867 |  | Ramp | 坡道 | m2 | 37.8 | 0 | 0
868 |  | Paving Apron | 铺装伸缩带 | m2 | 45.18 | 0 | 0
|  | Formwork | 模板工程 |  |  | 0 | 0
869 |  | Formwork | 模板工程 | m2 | 305.41 | 0 | 0
|  | Reinforcement work | 钢筋工程 |  |  | 0 | 0
870 |  | Reinforcing bar | 钢筋 | kg | 9795 | 0 | 0
871 |  | Embedded Steel Parts | 埋件 | kg | 103 | 0 | 0
|  | Steel Structure work | 钢结构工程 |  |  | 0 | 0
872 |  | steel column | 钢柱 | kg | 9975 | 0 | 0
873 |  | steel beam | 钢梁 | kg | 3655 | 0 | 0
874 |  | steel bracing | 钢支撑 | kg | 5626 | 0 | 0
875 |  | steel purlin | 钢檩条 | kg | 11655 | 0 | 0
876 |  | Steel ladder | 钢梯 | kg | 373 | 0 | 0
877 |  | Metal Sheet Roofing | 金属板屋面 | m2 | 279.18 | 0 | 0
878 |  | Metal Sheet Cladding | 金属板覆层 | m2 | 317.1 | 0 | 0
879 |  | Anchor bolt with Nuts | 带螺母的锚栓 | No. | 112 | 0 | 0
880 |  | Non-Shrink grout | 无收缩灌浆材料 | m3 | 0.77 | 0 | 0
|  | Miscellenous work | 杂项工程 |  |  | 0 | 0
881 |  |  |  | m2 | 17 | 0 | 0
|  | Architecture work | 建筑工程 |  |  | 0 | 0
882 |  | Floor Finishes | 地面饰面 | m2 | 232.2 | 0 | 0
883 |  | Skirting | 踢脚线 | m | 69.8 | 0 | 0
|  | Wall Finishes | 墙面饰面 |  |  | 0 | 0
884 |  | Brick Foundation (Underground) | 砖砌基础（地下） | m3 | 20.15 | 0 | 0
885 |  | External wall | 外墙 | m2 | 43.4 | 0 | 0
|  | Internal wall finishes | 内墙饰面 |  |  | 0 | 0
886 |  | Wall Type 1 | 墙体类型1 | m2 | 64.66 | 0 | 0
|  | External wall finishes | 外墙饰面 |  |  | 0 | 0
887 |  | Wall Type 2 | 墙体类型2 | m2 | 74.15 | 0 | 0
|  | Roof Finishes | 屋面饰面 |  |  | 0 | 0
888 |  | Roof Drain | 屋面排水 | m | 52.6 | 0 | 0
889 |  | Roof Overflow Outlet | 屋面溢流口 | No. | 4 | 0 | 0
|  | Door & Window | 门窗 |  |  | 0 | 0
890 |  | D4 : Roller Shutter door | D4：卷帘门 | No. | 5 | 0 | 0
891 |  | W1 | W1 | No. | 5 | 0 | 0
|  | Unit Price Measure Items | 单价计量项目 |  |  | 0 | 0
892 |  | Comprehensive Scaffolding | 综合脚手架 | Item | 1 | 0 | 0
[6 empty] | 0 | 0
893 | H.2 | Main Substation (Structural and architectural details only. Refer section G.1 for M&E elements) Building area: 519.44 m², reinforced concrete frame structure, fire safety height: 5.7 m, Class D industrial building Foundation adopts pile foundation. | 主变电站 （仅含结构及建筑细节，机电部分详见G.1节） 建筑面积：519.44平方米，钢筋混凝土框架结构，防火高度：5.7米，D类工业建筑。 基础采用桩基础。 | No. | 1 | 623888.9952 | 623889
|  | Structure work | 结构工程 |  |  | 0 | 0
|  | Earth work | 土方工程 |  |  | 0 | 0
894 |  | Site grading | 场地平整 | m2 | 519.44 | 0 | 0
895 |  | Excavation | 开挖 | m3 | 530.72 | 0 | 0
896 |  | Backfill | 回填 | m3 | 163.38 | 0 | 0
897 |  | Disposal | 清理 | m3 | 367.34 | 0 | 0
|  | Compacted Sand | 压实砂 | m3 |  | 0 | 0
898 |  | Lean Concrete | 素混凝土 | m3 | 59.15 | 0 | 0
|  | Pile Foundation Engineering | 桩基础工程 |  |  | 0 | 0
899 |  | PHC500 AB 125（L=24m） | PHC500 AB 125（L=24m） | m | 1248 | 0 | 0
|  | Concrete work | 混凝土工程 |  |  | 0 | 0
900 |  | Concrete | 混凝土 | m3 | 886.8 | 0 | 0
901 |  | Ramp | 坡道 | m2 | 24.12 | 0 | 0
902 |  | Paving Apron | 铺装伸缩带 | m2 | 85.6 | 0 | 0
|  | Formwork | 模板工程 |  |  | 0 | 0
903 |  | Formwork | 模板工程 | m2 | 5788.26 | 0 | 0
|  | Reinforcement work | 钢筋工程 |  |  | 0 | 0
904 |  | Reinforcing bar | 钢筋 | kg | 121422.57 | 0 | 0
905 |  | Embedded Steel Parts | 埋件 | t | 1.2 | 0 | 0
|  | Steel Structure work | 钢结构工程 |  |  | 0 | 0
906 |  | Cable trench cover plate | 电缆沟盖板 | t | 1.6 | 0 | 0
|  | Steel Structure | 钢结构 | kg |  | 0 | 0
|  | Anchor bolt with Nuts | 带螺母的锚栓 | No. |  | 0 | 0
|  | Non-Shrink grout | 无收缩灌浆材料 | m3 |  | 0 | 0
|  | Miscellenous work | 杂项工程 |  |  | 0 | 0
|  | Waterproofing work | 防水工程 | m2 |  | 0 | 0
|  | Architecture work | 建筑工程 |  |  | 0 | 0
907 |  | Floor Finishes | 地面饰面 | m2 | 1796.82 | 0 | 0
908 |  | Skirting | 踢脚线 | m | 701.36 | 0 | 0
909 |  | Ceiling Finishes | 天花饰面 | m2 | 1558.32 | 0 | 0
|  | Wall Finishes | 墙面饰面 |  |  | 0 | 0
910 |  | Brick Foundation (Underground) | 砖砌基础（地下） | m3 | 21.66 | 0 | 0
911 |  | Internal wall | 内墙 | m2 | 202.03 | 0 | 0
912 |  | External wall | 外墙 | m2 | 207.552 | 0 | 0
|  | Chainlink Fence | 链环围栏 | m2 |  | 0 | 0
|  | Internal wall finishes | 内墙饰面 |  |  | 0 | 0
913 |  | Wall Type 1 | 墙体类型1 | m2 | 3638.1 | 0 | 0
914 |  | Plastering on the inner side of the parapet wall | 女儿墙内侧抹灰 | m2 | 56.4 | 0 | 0
|  | External wall finishes | 外墙饰面 |  |  | 0 | 0
915 |  | Wall Type 2 | 墙体类型2 | m2 | 1664.64 | 0 | 0
|  | Roof Finishes | 屋面饰面 |  |  | 0 | 0
916 |  | Canopy Top Surface | 雨篷顶面 | m2 | 24.57 | 0 | 0
917 |  | Roof Finishes | 屋面饰面 | m2 | 533.5 | 0 | 0
918 |  | Roof Drain | 屋面排水 | m | 94 | 0 | 0
919 |  | Downspout | 落水管 | m | 27.6 | 0 | 0
920 |  | Waterproof Coating for Wall Surfaces - Inner and Outer Walls of Cable Trench | 电缆沟内外墙防水涂层 | m2 | 671.67 | 0 | 0
921 |  | Waterproof Coating - Cable Trench Base Slab | 电缆沟底板防水涂层 | m2 | 208 | 0 | 0
|  | Door & Window | 门窗 |  |  | 0 | 0
922 |  | D1 : Common door | D1：普通门 | No. | 22 | 0 | 0
923 |  | D1 : Single swing fire rate door | D1：单开防火门 | No. | 8 | 0 | 0
924 |  | D2 : Double swing fire rate door | D2：双开防火门 | No. | 12 | 0 | 0
925 |  | D3 : Emergency door | D3：应急门 | No. | 3 | 0 | 0
926 |  | D4 : Roller Shutter door | D4：卷帘门 | No. | 1 | 0 | 0
|  | W1 | W1 | No. |  | 0 | 0
|  | Loose furniture | 非固定家具 |  |  | 0 | 0
|  | Working table | 工作桌 | No. |  | 0 | 0
|  | Side Cabinet | 侧柜 | No. |  | 0 | 0
|  | Working chair | 工作椅 | No. |  | 0 | 0
|  | Miscellaneous work | 杂项工程 |  |  | 0 | 0
927 |  | Stair Railing | 楼梯扶手 | M | 16.8 | 0 | 0
928 |  | Handrail | 扶手 | m | 79.2 | 0 | 0
|  | Stair nosing | 楼梯踏步防滑条 | m |  | 0 | 0
|  | Wall groove | 墙体槽 | m |  | 0 | 0
|  | Unit Price Measure Items | 单价计量项目 |  |  | 0 | 0
929 |  | Comprehensive Scaffolding | 综合脚手架 | Item | 1 | 0 | 0
930 |  | Full Hall Scaffolding | 全场脚手架 | M2 | 1558.32 | 0 | 0
931 |  | Vertical Transportation | 垂直运输 | Item | 1 | 0 | 0
[6 empty] | 0 | 0
| H.3 | Miscellaneous | 杂项 |  |  | 0 | 0
932 | H.3.1 | Diesel generator foundation Ground improvement shall be carried out, and isolated foundations shall be adopted | 柴油发电机基础 应实施地基改良并采用孤立基础 | No. | 3 | 0 | 0
933 | H.3.2 | Load Bank foundation （6×3）m Foundation adopts pile foundation. | 负载箱基础 （6×3）m 基础采用桩基础。 | No. | 1 | 0 | 0
|  | Structure work | 结构工程 |  |  | 0 | 0
|  | Earth work | 土方工程 |  |  | 0 | 0
|  | Excavation | 开挖 | m3 |  | 0 | 0
|  | Backfill | 回填 | m3 |  | 0 | 0
|  | Disposal | 清理 | m3 |  | 0 | 0
|  | Compacted Sand | 压实砂 | m3 |  | 0 | 0
|  | Lean Concrete | 素混凝土 | m3 |  | 0 | 0
|  | Concrete work | 混凝土工程 |  |  | 0 | 0
|  | Concrete | 混凝土 | m3 |  | 0 | 0
|  | Formwork | 模板工程 |  |  | 0 | 0
|  | Formwork | 模板工程 | m2 |  | 0 | 0
|  | Reinforcement work | 钢筋工程 |  |  | 0 | 0
|  | Reinforcing bar | 钢筋 | kg |  | 0 | 0
[6 empty] | 0 | 0
934 | H.4 | Bulidings' Automatic Fire Alarm System | 建筑物自动火灾报警系统 | No. | 1 | 0 | 0
935 | H.4.1 | Regional Fire Alarm Control Panel | 区域火灾报警控制盘 | No. | 1 | 0 | 0
936 | H.4.2 | Smoke detector | 感烟探测器 | No. | 40 | 0 | 0
937 | H.4.3 | Manual call point | 手动报警按钮 | No. | 10 | 0 | 0
938 | H.4.4 | Audible and visual alarm device | 声光报警装置 | No. | 10 | 0 | 0
939 | H.4.5 | Fire telephone extension | 消防电话分机 | No. | 2 | 0 | 0
940 | H.4.6 | Fire cable（RVSP 2x1.5） | 消防电缆（RVSP 2x1.5） | m | 800 | 0 | 0
941 | H.4.7 | Fire Power cable（BV 2x2.5） | 消防电源电缆（BV 2x2.5） | m | 400 | 0 | 0
942 | H.4.8 | Fire-resistant optical fiber cable（ZBN-GYTA53-8B1） | 防火光纤电缆（ZBN-GYTA53-8B1） | m | 1000 | 0 | 0
943 | H.4.9 | Construction pipes and conduits | 施工管道及导管 | No. | 1 | 0 | 0
[6 empty] | 0 | 0
944 | H.5 | Main Substation's Television System | 主变电站电视系统 | No. | 1 | 0 | 0
945 | H.5.1 | Indoor HD Camera（4 megapixels） | 室内高清摄像机（400万像素） | No. | 4 | 0 | 0
946 | H.5.2 | Digital Video Recorder (8-channel) | 数字录像机（8通道） | No. | 1 | 0 | 0
947 | H.5.3 | Power cable YJV 3×2.5 | 电源电缆 YJV 3×2.5 | m | 80 | 0 | 0
948 | H.5.4 | Cat.6 UTP cable | Cat.6非屏蔽双绞线电缆 | m | 80 | 0 | 0
949 | H.5.5 | Construction pipes and conduits | 施工管道及导管 | No. | 1 | 0 | 0
[6 empty] | 0 | 0
950 | H.6 | Bulidings' Intruder Alarms | 建筑物入侵报警系统 | No. | 1 | 0 | 0
[6 empty] | 0 | 0
|  | The Tenderer shall separately list and price below any other items that it considers applicable. | 投标人应另行列出并报价其认为适用的其他项目。 |  |  | 0 | 0
| ADD | Firewater Pumphouse - refer section G.12 | 消防泵房——见G.12节 |  |  | 0 | 0
|  | -Piling or Ground improvement Work | -桩基或地基改良工程 | LS |  | 0 | 0
|  | -Excavation | - 挖掘 | m3 |  | 0 | 0
|  | -Backfill | - 回填 | m3 |  | 0 | 0
|  | -Disposal | - 废弃物清理 | m3 |  | 0 | 0
|  | -Coarse Sand | - 粗砂 | m3 |  | 0 | 0
|  | -Lean Concrete | - 低标号混凝土 | m3 |  | 0 | 0
|  | -Concrete OPC Type1 | - 一般硅酸盐水泥混凝土（OPC Type1） | m3 |  | 0 | 0
|  | -Formwork | - 模板 | m² |  | 0 | 0
|  | -Rebar | - 钢筋 | kg. |  | 0 | 0
|  | -Steel Structure | -钢结构 | kg. |  | 0 | 0
|  | -Waterproof System for Water Tank | -水箱防水系统 | m² |  | 0 | 0
|  | -Roof Finished | -屋面完成 | m² |  | 0 | 0
|  | -Floor Fimihed | -地面完成 | m² |  | 0 | 0
|  | -Ceiling | -天棚 | m² |  | 0 | 0
|  | -Wall Finished | -墙面完成 | m² |  | 0 | 0
|  | -Door&Window | -门窗 | No. |  | 0 | 0
|  | -Air Vessel | -气罐 | No. |  | 0 | 0
|  | -Main Electrical VT Pump | -主电气VT泵 | No. |  | 0 | 0
|  | -Fuel Tank | -燃油箱 | No. |  | 0 | 0
|  | -Fireproof Barrier | -防火隔断 | m² |  | 0 | 0
|  | -LT Panel | -低压配电柜 | No. |  | 0 | 0
|  | -APFC Panel | -APFC配电柜 | No. |  | 0 | 0
|  | -EOT Crane | -EOT起重机 | No. |  | 0 | 0
|  | -Water Pipe | -给水管道 | m |  | 0 | 0
|  | -Pressure Relief Pipe | -泄压管道 |  |  | 0 | 0
|  | -Gate Valve | -闸阀 | No. |  | 0 | 0
|  | -Pressure reducing Valve | -减压阀 | No. |  | 0 | 0
[6 empty] | 0 | 0
[6 empty] | 0 | 0
|  | Total | 总计 |  |  | 0 | 1119479
[6 empty] | 0 | 0
| Class I | GATE COMPLEX (PER 009) | 门区综合体（每009） |  |  | 0 | 0
|  | The Bill of Quantities is based on the Works shown on the Drawings, however it is the Tenderer's responsibility to verify, validate and adapt the items and quantities in accordance with the Employer's Requirements and its design. Any changes from the Tender BoQ shall be clearly highlighted for clarity. | 工程量清单基于图纸所示工程内容，投标人有责任根据业主要求及其设计，核实、验证并调整项目及数量。投标工程量清单的任何变更应明显标注以确保清晰。 |  |  | 0 | 0
|  | All quantities stated are to be verified by and at the risk of the Contractor. The Employer will accept no liability or claim for extensions to the Time for Completion and/or additional payment as a result of any increases or decreases to the quantities stated, unless instructed through the Contract. | 所有数量均由承包商核实并自行承担风险。除非合同明确指示，业主不承担因数量变化引致工期延长及/或额外付款的任何责任或索赔。 | Quantities left blank are to be inserted by the Tenderer to suit its design. |  | 0 | 0
[6 empty] | 0 | 0
[6 empty] | 0 | 0
| I.1 | Gate Complex Canopy | 门区综合棚架 |  |  | 0 | 0
951 | I.1.1 | In-Gate Canopy Foundations Reinforced Concrete Isolated Footing / Spread Footing | 进门棚架基础 钢筋混凝土独立基础 / 扩展基础 | No. | 1 | 0 | 0
|  | Foundation | 基础 |  |  | 0 | 0
952 |  | PHC500 AB 125（L=24m） | PHC500 AB 125（L=24m） | m | 352 | 0 | 0
|  | Sand cushion | 砂垫层 | m3 |  | 0 | 0
953 |  | Lean concrete | 素混凝土 | m3 | 5.22 | 153.9832 | 804
954 |  | Concrete Cxx | 混凝土Cxx | m3 | 97.9 | 165.5162 | 16204
955 |  | Formwork | 模板工程 | m2 | 426.17 | 0 | 0
956 |  | Reinforcement work | 钢筋工程 | kg | 9436 | 1.2341 | 11645
957 | I.1.2 | In-Gate Canopy Projected area: 1265.04 m², steel structure, column top height: 7.5 m, 9 lanes 3.pile foundations are adopted for the foundation. | 进门棚架 投影面积：1265.04平方米，钢结构，柱顶高：7.5米，9车道 基础采用3根桩基。 | No. | 1 | 759707.1216 | 759707
|  | Steel structure | 钢结构 |  |  | 0 | 0
958 |  | steel column | 钢柱 | kg | 33054 | 0 | 0
959 |  | steel beam | 钢梁 | kg | 94521 | 1.8685 | 176615
960 |  | steel bracing | 钢支撑 | kg | 3672 | 0 | 0
961 |  | steel purlin | 钢檩条 | kg | 5898 | 0 | 0
|  | Pipe column xxNB | 管柱 xxNB | kg |  | 0 | 0
|  | Pipe canopy xxNB | 管状棚架 xxNB | kg |  | 0 | 0
|  | Baseplate xx mm. | 底板 xx 毫米 | kg |  | 0 | 0
|  | Anchor bolt Mxx , Length xx m. | 锚栓 Mxx，长度 xx 米 | set |  | 0 | 0
|  | Cleat Plate xx mm. | 连接板 xx 毫米 | kg |  | 0 | 0
|  | Purlin C xxxxx | 檩条 C xxxxx | m |  | 0 | 0
|  | Bridging | 支撑 | m |  | 0 | 0
962 |  | Metal sheet x.xx mm. thickness | 金属板 厚度 x.xx 毫米 | sq.m. | 1091.97 | 0 | 0
|  | Eave Flashing | 屋檐泛水 | m |  | 0 | 0
|  | Drainage work | 排水工程 |  |  | 0 | 0
|  | Stainless gutter size xx x xx m. | 不锈钢檐槽尺寸 xx x xx 米 | m |  | 0 | 0
|  | Rainwater downpipe | 雨水立管 | m |  | 0 | 0
963 | I.1.3 | Out-Gate Canopy Foundations Reinforced Concrete Isolated Footing / Spread Footing | 出口门廊基础 钢筋混凝土独立基础 / 扩大基础 | No. | 1 | 0 | 0
|  | Foundation | 基础 |  |  | 0 | 0
964 |  | PHC500 AB 125（L=24m） | PHC500 AB 125（L=24m） | m | 704 | 0 | 0
|  | Sand cushion | 砂垫层 | m3 |  | 0 | 0
965 |  | Lean concrete | 素混凝土 | m3 | 10.44 | 165.5162 | 1728
966 |  | Concrete Cxx | 混凝土Cxx | m3 | 195.8 | 165.5162 | 32408
967 |  | Formwork | 模板工程 | m2 | 852.34 | 0 | 0
968 |  | Reinforcement work | 钢筋工程 | kg | 18872 | 1.2341 | 23289
969 | I.1.4 | Out-Gate Canopy Projected area: 609.84 m², steel structure, column top height: 7.5 m, 4 lanes 3.pile foundations are adopted for the foundation. | 出口门廊 投影面积：609.84平方米，钢结构，柱顶高度：7.5米，4车道 基础采用3桩基础 | No. | 1 | 366233.3136 | 366233
|  | Steel structure | 钢结构 |  |  | 0 | 0
970 |  | steel column | 钢柱 | kg | 66108 | 0 | 0
971 |  | steel beam | 钢梁 | kg | 189042 | 1.8685 | 353230
972 |  | steel bracing | 钢支撑 | kg | 7344 | 0 | 0
973 |  | steel purlin | 钢檩条 | kg | 11796 | 0 | 0
|  | Pipe column xxNB | 管柱 xxNB | kg |  | 0 | 0
|  | Pipe canopy xxNB | 管状棚架 xxNB | kg |  | 0 | 0
|  | Baseplate xx mm. | 底板 xx 毫米 | kg |  | 0 | 0
|  | Anchor bolt Mxx , Length xx m. | 锚栓 Mxx，长度 xx 米 | set |  | 0 | 0
|  | Cleat Plate xx mm. | 连接板 xx 毫米 | kg |  | 0 | 0
|  | Purlin C xxxxx | 檩条 C xxxxx | m |  | 0 | 0
|  | Bridging | 支撑 | m |  | 0 | 0
974 |  | Metal sheet x.xx mm. thickness | 金属板 厚度 x.xx 毫米 | sq.m. | 2183.94 | 0 | 0
|  | Eave Flashing | 屋檐泛水 | m |  | 0 | 0
|  | Drainage work | 排水工程 |  |  | 0 | 0
|  | Stainless gutter size xx x xx m. | 不锈钢檐槽尺寸 xx x xx 米 | m |  | 0 | 0
|  | Rainwater downpipe | 雨水立管 | m |  | 0 | 0
[6 empty] | 0 | 0
| I.2 | Gate Complex Equipment foundations | 大门综合设备基础 |  |  | 0 | 0
975 | I.2.1 | Type 1 Driver Kiosks Foundations 0.8m x 0.9m | 类型1 司机岗亭基础 0.8米 x 0.9米 | No. | 15 | 432.3888 | 6486
|  | Foundation | 基础 |  |  | 0 | 0
|  | Sand cushion | 砂垫层 | m3 |  | 0 | 0
|  | Lean concrete | 素混凝土 | m3 |  | 0 | 0
|  | Concrete Cxx | 混凝土Cxx | m3 |  | 0 | 0
|  | Formwork | 模板工程 | m2 |  | 0 | 0
|  | Reinforcement work | 钢筋工程 | kg |  | 0 | 0
|  | Electric work | 电气工程 |  |  | 0 | 0
|  | LV Duct Ø60mm. | 低压管 Ø60毫米 | m |  | 0 | 0
|  | Comms Duct Ø60mm. | 通信管 Ø60毫米 | m |  | 0 | 0
976 | I.2.2 | Type 2 TRAFFIC BARRIERS AND CAMERAS FOUNDATION 600mmx600mmx600mm | 类型 2 交通隔离设施及摄像头基础 600毫米×600毫米×600毫米 | No. | 75 | 129.7166 | 9729
|  | Foundation | 基础 |  |  | 0 | 0
|  | Sand cushion | 砂垫层 | m3 |  | 0 | 0
|  | Lean concrete | 素混凝土 | m3 |  | 0 | 0
|  | Concrete Cxx | 混凝土Cxx | m3 |  | 0 | 0
|  | Formwork | 模板工程 | m2 |  | 0 | 0
|  | Reinforcement work | 钢筋工程 | kg |  | 0 | 0
|  | Electric work | 电气工程 |  |  | 0 | 0
|  | LV Duct Ø60mm. | 低压管 Ø60毫米 | m |  | 0 | 0
|  | Comms Duct Ø60mm. | 通信管 Ø60毫米 | m |  | 0 | 0
977 | I.2.3 | Type 3 WEIGHBRIDGE PANEL FOUNDATION 300mmx300mmx400mm | 类型 3 地磅面板基础 300毫米×300毫米×400毫米 | No. | 15 | 0 | 0
|  | Foundation | 基础 |  |  | 0 | 0
|  | Sand cushion | 砂垫层 | m3 |  | 0 | 0
|  | Lean concrete | 素混凝土 | m3 |  | 0 | 0
|  | Concrete Cxx | 混凝土Cxx | m3 |  | 0 | 0
|  | Formwork | 模板工程 | m2 |  | 0 | 0
|  | Reinforcement work | 钢筋工程 | kg |  | 0 | 0
|  | Electric work | 电气工程 |  |  | 0 | 0
|  | LV Duct Ø60mm. | 低压管 Ø60毫米 | m |  | 0 | 0
|  | Comms Duct Ø60mm. | 通信管 Ø60毫米 |  |  | 0 | 0
978 | I.2.4 | Type 4 OCR PORTAL FOUNDATION 2400mmx800mmx1000mm | 类型 4 OCR门架基础 2400毫米×800毫米×1000毫米 | No. | 15 | 0 | 0
|  | Foundation | 基础 |  |  | 0 | 0
|  | Sand cushion | 砂垫层 | m3 |  | 0 | 0
|  | Lean concrete | 素混凝土 | m3 |  | 0 | 0
|  | Concrete Cxx | 混凝土Cxx | m3 |  | 0 | 0
|  | Formwork | 模板工程 | m2 |  | 0 | 0
|  | Reinforcement work | 钢筋工程 | kg |  | 0 | 0
|  | Electric work | 电气工程 |  |  | 0 | 0
|  | LV Duct Ø75mm. | 低压电缆管 Ø75毫米 |  |  | 0 | 0
979 | I.2.5 | Cable Trench in Island （1.3×1.1）m | 岛内电缆沟槽 （1.3×1.1）米 | m | 555 | 0 | 0
980 | I.2.6 | Gate Island Fenders / Protection Bollards Reinforced concrete anti-collision column, diameter 1.0m, height 1.5m Reinforced Concrete Isolated Footing | 门岗岛防撞墩及防护柱 钢筋混凝土防撞柱，直径1.0米，高1.5米 钢筋混凝土独立基础 | No. | 30 | 426.5499 | 12796
[6 empty] | 0 | 0
| I.3 | Gate Complex Miscellanous | 门岗综合杂项 |  |  | 0 | 0
981 | I.3.1 | Handrails 1.2m high steel handrails | 扶手 1.2米高钢扶手 | m | 1170 | 0 | 0
|  | Pipe 60NB. Medium class | 管道 60NB，中等等级 | kg |  | 0 | 0
|  | Pipe 40NB. Medium class | 管道 40NB，中等等级 | kg |  | 0 | 0
|  | Base Plate | 基础板 | kg |  | 0 | 0
|  | Bolts | 螺栓 | set |  | 0 | 0
982 | I.3.2 | Gates Steel handrail gate, 1.0m × 1.2m | 门 钢制扶手门，尺寸1.0米×1.2米 | No. | 90 | 0 | 0
|  | Pipe 60NB. Medium class | 管道 60NB，中等等级 | kg |  | 0 | 0
|  | Self-Closing Hinge | 自闭合铰链 | set |  | 0 | 0
|  | Plate weld to gate to prevent opening into roadway | 焊接钢板于门上以防止门向车道方向开启 | kg |  | 0 | 0
|  | Base Plate | 基础板 | kg |  | 0 | 0
|  | Bolts | 螺栓 | set |  | 0 | 0
[6 empty] | 0 | 0
| I.4 | Weighbridges (including foundations) | 汽车衡（含基础） |  |  | 0 | 0
983 | I.4.1 | In/Out-Gate Weighbridges The platform size of the weighbridge is 18m × 3.4m, which is a 100-ton shallow pit type. | 进出口汽车衡 汽车衡平台尺寸为18米×3.4米，属100吨浅坑式 | No. | 13 | 0 | 0
984 | I.4.1.1 | foundations | 基础 | No. | 13 | 0 | 0
985 |  | Mechanical earth excavation | 机械开挖 | m³ | 1768 | 0 | 0
986 |  | Earthwork backfilling | 土方回填 | m³ | 1258.92 | 54.2963 | 68355
987 |  | Excess soil spoil & haul away | 多余土方弃土及运输 | m³ | 509.08 | 0 | 0
988 |  | Cast-in-situ concrete blinding/bedding layer | 现浇混凝土垫层 | m³ | 155.09 | 150.3067 | 23311
989 |  | Concrete bedding formwork | 混凝土垫层模板 | m2 | 193.96 | 0 | 0
990 |  | Concrete structure works | 混凝土结构工程 | m³ | 378.3 | 0 | 0
991 |  | Structural formwork | 结构模板 | m2 | 782.6 | 0 | 0
992 |  | Reinforcement / Rebar | 钢筋 | t | 59.891 | 1234.0632 | 73909
|  | Manhole cover | 人孔盖 | 个 | 0 | 0 | 0
993 |  | Pre-embedded steel inserts / Embedded iron fittings | 预埋钢件 / 预埋铁件 | t | 9.36 | 2228.8487 | 20862
|  | Cover slab / Deck slab | 盖板 / 楼板 | m2 | 0 | 0 | 0
994 |  | Pile Foundation | 桩基 | set | 13 | 0 | 0
995 | I.4.1.2 | Weighbridges | 汽车衡 | No. | 13 | 0 | 0
996 | I.4.2 | Yard weighbridge The platform size of the weighbridge is 18m × 3.4m, which is a 100-ton shallow pit type | 场区汽车衡 汽车衡平台尺寸为18米×3.4米，属100吨浅坑式 | No. | 1 | 0 | 0
997 | I.4.2.1 | foundations | 基础 | No. | 1 | 0 | 0
998 |  | Mechanical earth excavation | 机械开挖 | m³ | 136 | 0 | 0
999 |  | Earthwork backfilling | 土方回填 | m³ | 96.84 | 54.2963 | 5258
1000 |  | Excess soil spoil & haul away | 多余土方弃土及运输 | m³ | 39.16 | 0 | 0
1001 |  | Cast-in-situ concrete blinding/bedding layer | 现浇混凝土垫层 | m³ | 11.93 | 150.3067 | 1793
1002 |  | Concrete bedding formwork | 混凝土垫层模板 | m2 | 14.92 | 0 | 0
1003 |  | Concrete structure works | 混凝土结构工程 | m³ | 29.1 | 200.7774 | 5843
1004 |  | Structural formwork | 结构模板 | m2 | 60.2 | 0 | 0
1005 |  | Reinforcement / Rebar | 钢筋 | t | 4.607 | 1234.0632 | 5685
|  | Manhole cover | 人孔盖 | 个 | 0 | 0 | 0
1006 |  | Pre-embedded steel inserts / Embedded iron fittings | 预埋钢件 / 预埋铁件 | t | 0.72 | 2469.0647 | 1778
|  | Cover slab / Deck slab | 盖板 / 楼板 | m2 | 0 | 0 | 0
1007 |  | Pile Foundation | 桩基 | set | 1 | 0 | 0
1008 | I.4.2.2 | Weighbridges | 汽车衡 | No. | 1 | 0 | 0
|  | The Tenderer shall separately list and price below any other items that it considers applicable. | 投标人应另行列出并报价其认为适用的其他项目。
|  | Total | 总计 |  |  |  | 1977668